## Objetive Functions Costs
Minimizing Costs
Capital Costs
Annual Pipe costs | 92789.0077 | $/year
Annual Tank costs | 14020 | $/year
Annual Pump costs | 0 | $/year
Diesel Generator costs | 42200 | $/year
Valve cost | 0 | $/year
Total Annual capital costs | 149009.0077 | $/year
Operational cost
Annual Pumping cost | 212791.8845 | $/year
TOTAL Annual costs | 361800.8922 | $/year
Minimizing GHG emissions
Capital GHG
Annual Pipe GHG | 138371.3901 | kgCO2-e/year
Operational GHG
Annual Pumping GHG | 2367847.6455 | kgCO2-e/year
TOTAL Annual GHG | 2506219.0356 | kgCO2-e/year
Minimizing Water Age
WAnet value | 5.3

## pipes
NEW PIPES |  |  |  |  | COSTS
PIPE ID | Pipe Diameter | Pipe Length | Pipe Cost | GHG | Pipe Diameter | Pipe Cost/m | GHG/m | TOTAL PIPE COST ($/yr)
| mm | m | $/year | kgCO2-e/year | mm | $/m/year | kgCO2-e/m/year | 92789.0077
P815 | 203 | 50.52 | 611.292 | 704.2488 | 102 | 8.31 | 5.9
P752 | 203 | 70.36 | 851.356 | 980.8184 | 152 | 10.1 | 9.71 | TOTAL GHG (kgCO2-e/yr)
P853 | 254 | 295.68 | 3832.0128 | 5449.3824 | 203 | 12.1 | 13.94 | 138371.3901
P787 | 152 | 127.08 | 1283.508 | 1233.9468 | 254 | 12.96 | 18.43
P1024 | 152 | 375.62 | 3793.762 | 3647.2702 | 305 | 15.22 | 23.16
P22 | 610 | 567.3 | 20246.937 | 31195.827 | 356 | 16.62 | 28.09
P102 | 610 | 1280.3 | 45693.907 | 70403.697 | 406 | 19.41 | 33.09
P100 | 457 | 107.88 | 2394.936 | 4137.198 | 457 | 22.2 | 38.35
P23 | 610 | 316.91 | 11310.5179 | 17426.8809 | 508 | 24.66 | 43.76
P995 | 203 | 228.99 | 2770.779 | 3192.1206 | 610 | 35.69 | 54.99
[5 empty] | 711 | 40.08 | 66.57
[5 empty] | 762 | 42.6 | 72.58

## tanks
NEW TANKS |  |  | COSTS
Tank ID | Volume | Tank Cost | Volume | Annual Cost | TOTAL TANK COST
| m3 | $/year | (m^3) | $/year | 14020
T7 | 500 | 14020 | 500 | 14020
|  |  | 1000 | 30640
|  |  | 2000 | 61210
|  |  | 3750 | 87460
|  |  | 5000 | 122420
|  |  | 10000 | 174920

## pumps
NEW PUMPS |  |  | COSTS
Pump ID | Pump Curve | Pump Cost | Pump Model | Annual Cost | Maximum Power | TOTAL PUMPS COSTS ($/yr)
|  | $/yr |  | $/yr | kW | 0
|  |  | 8 | 4133 | 45.24
|  |  | 9 | 3563 | 31.67
|  |  | 10 | 4339 | 49.76
|  |  | 11 | 3225 | 22.62
|  |  | 8a | 3225 | 22.62
|  |  | 10a | 3307 | 24.88
|  |  | 11a | 2850 | 11.31
|  |  | 8b | 4554 | 54.28
|  |  | 9b | 3820 | 38
|  |  | 10b | 4823 | 59.71

## diesel generator
Diesel Generator No | Max Power | Pump ID | Max Pump Power | Dies. Gen. Cost | Check Max Power | Power | Annual Cost
|  |  | kW | $/year |  | kW | $/yr
1 | 200 | PU1 | 45.24 | 11630 | ok | 50 | 9450
|  | PU2 | 45.24 |  |  | 100 | 10560
|  | PU3 | 45.24 |  |  | 200 | 11630
2 | 100 | PU6 | 49.76 | 10560 | ok | 300 | 15000
|  | PU7 | 49.76 |  |  | 400 | 16780
3 | 100 | PU8 | 31.67 | 10560 | ok | 800 | 25740
|  | PU9 | 31.67 |  |  | 1300 | 40670
4 | 50 | PU10 | 22.62 | 9450 | ok | 2500 | 62290
|  | PU11 | 22.62
TOTAL COST
42200

## Operational Cost
TOTAL COST |  | Pump Curve |  | 9 | Weekly Cost($USD) |  |  |  | 622.0885 | Pump Curve |  | 9 | Weekly Cost($USD) |  |  |  | 0 | Pump Curve |  | 10 | Weekly Cost($USD) |  |  |  | 240.3718 | Pump Curve |  | 10 | Weekly Cost($USD) |  |  |  | 1197.3759 | Pump Curve |  | 9 | Weekly Cost($USD) |  |  |  | 334.1427 | Pump Curve |  | 9 | Weekly Cost($USD) |  |  |  | 284.567 | Pump Curve |  | 11 | Weekly Cost($USD) |  |  |  | 332.3053 | Pump Curve |  | 11 | Weekly Cost($USD) |  |  |  | 61.9382 | Pump Curve |  | 8 | Weekly Cost($USD) |  |  |  | 674.5817 | Pump Curve |  | 8 | Weekly Cost($USD) |  |  |  | 789.8429 | Pump Curve |  | 8 | Weekly Cost($USD) |  |  |  | 782.5831
212791.8845 |  | PU4 |  |  | Annual Cost ($USD) |  |  |  | 24883.5386 | PU5 |  |  | Annual Cost ($USD) |  |  |  | 0 | PU6 |  |  | Annual Cost ($USD) |  |  |  | 9614.8725 | PU7 |  |  | Annual Cost ($USD) |  |  |  | 47895.0357 | PU8 |  |  | Annual Cost ($USD) |  |  |  | 13365.7064 | PU9 |  |  | Annual Cost ($USD) |  |  |  | 11382.6785 | PU10 |  |  | Annual Cost ($USD) |  |  |  | 13292.2135 | PU11 |  |  | Annual Cost ($USD) |  |  |  | 2477.5287 | PU1 |  |  | Annual Cost ($USD) |  |  |  | 26983.2677 | PU2 |  |  | Annual Cost ($USD) |  |  |  | 31593.7174 | PU3 |  |  | Annual Cost ($USD) |  |  |  | 31303.3254
TOTAL GHG |  |  |  |  | Annual Energy (kWh) |  |  |  | 252895.2093 |  |  |  | Annual Energy (kWh) |  |  |  | 0 |  |  |  | Annual Energy (kWh) |  |  |  | 95496.264 |  |  |  | Annual Energy (kWh) |  |  |  | 483970.409 |  |  |  | Annual Energy (kWh) |  |  |  | 112138.6843 |  |  |  | Annual Energy (kWh) |  |  |  | 133986.0591 |  |  |  | Annual Energy (kWh) |  |  |  | 137499.5551 |  |  |  | Annual Energy (kWh) |  |  |  | 42188.5864 |  |  |  | Annual Energy (kWh) |  |  |  | 319439.0532 |  |  |  | Annual Energy (kWh) |  |  |  | 345518.8103 |  |  |  | Annual Energy (kWh) |  |  |  | 353643.9515
2367847.6455 |  |  |  |  | GHG (kgCO2-e/yr) |  |  |  | 263011.0177 |  |  |  | GHG (kgCO2-e/yr) |  |  |  | 0 |  |  |  | GHG (kgCO2-e/yr) |  |  |  | 99316.1146 |  |  |  | GHG (kgCO2-e/yr) |  |  |  | 503329.2253 |  |  |  | GHG (kgCO2-e/yr) |  |  |  | 116624.2316 |  |  |  | GHG (kgCO2-e/yr) |  |  |  | 139345.5014 |  |  |  | GHG (kgCO2-e/yr) |  |  |  | 142999.5373 |  |  |  | GHG (kgCO2-e/yr) |  |  |  | 43876.1299 |  |  |  | GHG (kgCO2-e/yr) |  |  |  | 332216.6154 |  |  |  | GHG (kgCO2-e/yr) |  |  |  | 359339.5627 |  |  |  | GHG (kgCO2-e/yr) |  |  |  | 367789.7095
[5 empty] | Efficiency |  |  |  | 65% |  |  |  | Efficiency |  |  |  | 65% |  |  |  | Efficiency |  |  |  | 65% |  |  |  | Efficiency |  |  |  | 65% |  |  |  | Efficiency |  |  |  | 65% |  |  |  | Efficiency |  |  |  | 65% |  |  |  | Efficiency |  |  |  | 65% |  |  |  | Efficiency |  |  |  | 65% |  |  |  | Efficiency |  |  |  | 65% |  |  |  | Efficiency |  |  |  | 65% |  |  |  | Efficiency |  |  |  | 65%
| Electric Pumping Cost/15 min (1 week) | Time Series Table - Link PU4 |  | Time Series Table - Link PU4 |  | Power (kW) | Energy (Kw0.25h) | Energy (kWh) | Cost (Cents) | Time Series Table - Link PU5 |  | Time Series Table - Link PU5 |  | Power (kW) | Energy (Kw0.25h) | Energy (kWh) | Cost (Cents) | Time Series Table - Link PU6 |  | Time Series Table - Link PU6 |  | Power (kW) | Energy (Kw0.25h) | Energy (kWh) | Cost (Cents) | Time Series Table - Link PU7 |  | Time Series Table - Link PU7 |  | Power (kW) | Energy (Kw0.25h) | Energy (kWh) | Cost (Cents) | Time Series Table - Link PU8 |  | Time Series Table - Link PU8 |  | Power (kW) | Energy (Kw0.25h) | Energy (kWh) | Cost (Cents) | Time Series Table - Link PU9 |  | Time Series Table - Link PU9 |  | Power (kW) | Energy (Kw0.25h) | Energy (kWh) | Cost (Cents) | Time Series Table - Link PU10 |  | Time Series Table - Link PU10 |  | Power (kW) | Energy (Kw0.25h) | Energy (kWh) | Cost (Cents) | Time Series Table - Link PU11 |  | Time Series Table - Link PU11 |  | Power (kW) | Energy (Kw0.25h) | Energy (kWh) | Cost (Cents) | Time Series Table - Link PU1 |  | Time Series Table - Link PU1 |  | Power (kW) | Energy (Kw0.25h) | Energy (kWh) | Cost (Cents) | Time Series Table - Link PU2 |  | Time Series Table - Link PU2 |  | Power (kW) | Energy (Kw0.25h) | Energy (kWh) | Cost (Cents) | Time Series Table - Link PU3 |  | Time Series Table - Link PU3 |  | Power (kW) | Energy (Kw0.25h) | Energy (kWh) | Cost (Cents)
|  | Time | Flow | Time | Unit Headloss |  |  |  |  | Time | Flow | Time | Unit Headloss |  |  |  |  | Time | Flow | Time | Unit Headloss |  |  |  |  | Time | Flow | Time | Unit Headloss |  |  |  |  | Time | Flow | Time | Unit Headloss |  |  |  |  | Time | Flow | Time | Unit Headloss |  |  |  |  | Time | Flow | Time | Unit Headloss |  |  |  |  | Time | Flow | Time | Unit Headloss |  |  |  |  | Time | Flow | Time | Unit Headloss |  |  |  |  | Time | Flow | Time | Unit Headloss |  |  |  |  | Time | Flow | Time | Unit Headloss
| cents/kWh | Hours | LPS | Hours | m/km |  |  |  |  | Hours | LPS | Hours | m/km |  |  |  |  | Hours | LPS | Hours | m/km |  |  |  |  | Hours | LPS | Hours | m/km |  |  |  |  | Hours | LPS | Hours | m/km |  |  |  |  | Hours | LPS | Hours | m/km |  |  |  |  | Hours | LPS | Hours | m/km |  |  |  |  | Hours | LPS | Hours | m/km |  |  |  |  | Hours | LPS | Hours | m/km |  |  |  |  | Hours | LPS | Hours | m/km |  |  |  |  | Hours | LPS | Hours | m/km
6.72 | 1.68 | 0:00 | 0 | 0:00 | 0 | 0 | 0 | 16.0132 | 0 | 0:00 | 0 | 0:00 | 0 | 0 | 0 | 0 | 0 | 0:00 | 0 | 0:00 | 0 | 0 | 0 | 0 | 0 | 0:00 | 0 | 0:00 | 0 | 0 | 0 | 0 | 0 | 0:00 | 0 | 0:00 | 0 | 0 | 0 | 24.5897 | 0 | 0:00 | 0 | 0:00 | 0 | 0 | 0 | 0 | 0 | 0:00 | 34.02 | 0:00 | 34.02 | 17.4672 | 0 | 12.0395 | 29.345 | 0:00 | 0 | 0:00 | 0 | 0 | 0 | 0 | 0 | 0:00 | 0 | 0:00 | 0 | 0 | 0 | 0 | 0 | 0:00 | 0 | 0:00 | 0 | 0 | 0 | 0 | 0 | 0:00 | 123.63 | 0:00 | -16.66 | 31.0853 | 0 | 21.7832 | 52.2232
6.72 | 1.68 | 0:15 | 0 | 0:15 | 0 | 0 | 0 |  | 0 | 0:15 | 0 | 0:15 | 0 | 0 | 0 |  | 0 | 0:15 | 0 | 0:15 | 0 | 0 | 0 |  | 0 | 0:15 | 0 | 0:15 | 0 | 0 | 0 |  | 0 | 0:15 | 36.58 | 0:15 | -59.38 | 32.7823 | 8.1956 |  | 55.0743 | 0:15 | 0 | 0:15 | 0 | 0 | 0 |  | 0 | 0:15 | 32.7 | 0:15 | 32.7 | 16.1381 | 4.0345 |  | 27.1119 | 0:15 | 0 | 0:15 | 0 | 0 | 0 |  | 0 | 0:15 | 0 | 0:15 | 0 | 0 | 0 |  | 0 | 0:15 | 0 | 0:15 | 0 | 0 | 0 |  | 0 | 0:15 | 125.36 | 0:15 | -15.64 | 29.5904 | 7.3976 |  | 49.7119
6.72 | 1.68 | 0:30 | 39.72 | 0:30 | -53.42 | 32.0235 | 8.0059 |  | 53.7995 | 0:30 | 0 | 0:30 | 0 | 0 | 0 |  | 0 | 0:30 | 0 | 0:30 | 0 | 0 | 0 |  | 0 | 0:30 | 0 | 0:30 | 0 | 0 | 0 |  | 0 | 0:30 | 36.38 | 0:30 | -59.71 | 32.7843 | 8.1961 |  | 55.0776 | 0:30 | 0 | 0:30 | 0 | 0 | 0 |  | 0 | 0:30 | 32.58 | 0:30 | 32.58 | 16.0198 | 4.005 |  | 26.9133 | 0:30 | 0 | 0:30 | 0 | 0 | 0 |  | 0 | 0:30 | 0 | 0:30 | 0 | 0 | 0 |  | 0 | 0:30 | 0 | 0:30 | 0 | 0 | 0 |  | 0 | 0:30 | 126.25 | 0:30 | -15.12 | 28.8097 | 7.2024 |  | 48.4003
6.72 | 1.68 | 0:45 | 39.72 | 0:45 | -53.43 | 32.0295 | 8.0074 |  | 53.8095 | 0:45 | 0 | 0:45 | 0 | 0 | 0 |  | 0 | 0:45 | 0 | 0:45 | 0 | 0 | 0 |  | 0 | 0:45 | 0 | 0:45 | 0 | 0 | 0 |  | 0 | 0:45 | 36.34 | 0:45 | -59.79 | 32.7921 | 8.198 |  | 55.0907 | 0:45 | 0 | 0:45 | 0 | 0 | 0 |  | 0 | 0:45 | 32.56 | 0:45 | 32.56 | 16.0002 | 4 |  | 26.8803 | 0:45 | 0 | 0:45 | 0 | 0 | 0 |  | 0 | 0:45 | 0 | 0:45 | 0 | 0 | 0 |  | 0 | 0:45 | 0 | 0:45 | 0 | 0 | 0 |  | 0 | 0:45 | 126.33 | 0:45 | -15.07 | 28.7326 | 7.1832 |  | 48.2708
6.72 | 1.68 | 1:00 | 38.95 | 1:00 | -54.94 | 32.2962 | 8.0741 | 32.3203 | 54.2577 | 1:00 | 0 | 1:00 | 0 | 0 | 0 | 0 | 0 | 1:00 | 0 | 1:00 | 0 | 0 | 0 | 0 | 0 | 1:00 | 54.48 | 1:00 | -73.04 | 60.0556 | 15.0139 | 60.1154 | 100.8934 | 1:00 | 36.06 | 1:00 | -60.3 | 32.817 | 8.2042 | 32.819 | 55.1325 | 1:00 | 0 | 1:00 | 0 | 0 | 0 | 0 | 0 | 1:00 | 32.54 | 1:00 | 32.54 | 15.9805 | 3.9951 | 15.9462 | 26.8473 | 1:00 | 0 | 1:00 | 0 | 0 | 0 | 0 | 0 | 1:00 | 0 | 1:00 | 0 | 0 | 0 | 0 | 0 | 1:00 | 0 | 1:00 | 0 | 0 | 0 | 0 | 0 | 1:00 | 125.79 | 1:00 | -15.39 | 29.2173 | 7.3043 | 29.036 | 49.0851
6.72 | 1.68 | 1:15 | 38.89 | 1:15 | -55.05 | 32.311 | 8.0778 |  | 54.2825 | 1:15 | 0 | 1:15 | 0 | 0 | 0 |  | 0 | 1:15 | 0 | 1:15 | 0 | 0 | 0 |  | 0 | 1:15 | 54.4 | 1:15 | -73.18 | 60.0824 | 15.0206 |  | 100.9384 | 1:15 | 35.99 | 1:15 | -60.41 | 32.813 | 8.2033 |  | 55.1259 | 1:15 | 0 | 1:15 | 0 | 0 | 0 |  | 0 | 1:15 | 32.52 | 1:15 | 32.52 | 15.9609 | 3.9902 |  | 26.8143 | 1:15 | 0 | 1:15 | 0 | 0 | 0 |  | 0 | 1:15 | 0 | 1:15 | 0 | 0 | 0 |  | 0 | 1:15 | 0 | 1:15 | 0 | 0 | 0 |  | 0 | 1:15 | 125.93 | 1:15 | -15.31 | 29.0978 | 7.2744 |  | 48.8843
6.72 | 1.68 | 1:30 | 38.83 | 1:30 | -55.16 | 32.3257 | 8.0814 |  | 54.3071 | 1:30 | 0 | 1:30 | 0 | 0 | 0 |  | 0 | 1:30 | 0 | 1:30 | 0 | 0 | 0 |  | 0 | 1:30 | 54.34 | 1:30 | -73.33 | 60.1391 | 15.0348 |  | 101.0337 | 1:30 | 35.93 | 1:30 | -60.52 | 32.818 | 8.2045 |  | 55.1342 | 1:30 | 0 | 1:30 | 0 | 0 | 0 |  | 0 | 1:30 | 32.49 | 1:30 | 32.49 | 15.9314 | 3.9829 |  | 26.7648 | 1:30 | 0 | 1:30 | 0 | 0 | 0 |  | 0 | 1:30 | 0 | 1:30 | 0 | 0 | 0 |  | 0 | 1:30 | 0 | 1:30 | 0 | 0 | 0 |  | 0 | 1:30 | 126.06 | 1:30 | -15.23 | 28.9756 | 7.2439 |  | 48.6791
6.72 | 1.68 | 1:45 | 38.78 | 1:45 | -55.27 | 32.3484 | 8.0871 |  | 54.3453 | 1:45 | 0 | 1:45 | 0 | 0 | 0 |  | 0 | 1:45 | 0 | 1:45 | 0 | 0 | 0 |  | 0 | 1:45 | 54.27 | 1:45 | -73.48 | 60.1845 | 15.0461 |  | 101.11 | 1:45 | 35.87 | 1:45 | -60.64 | 32.8281 | 8.207 |  | 55.1513 | 1:45 | 0 | 1:45 | 0 | 0 | 0 |  | 0 | 1:45 | 32.47 | 1:45 | 32.47 | 15.9118 | 3.978 |  | 26.7319 | 1:45 | 0 | 1:45 | 0 | 0 | 0 |  | 0 | 1:45 | 0 | 1:45 | 0 | 0 | 0 |  | 0 | 1:45 | 0 | 1:45 | 0 | 0 | 0 |  | 0 | 1:45 | 126.19 | 1:45 | -15.15 | 28.8531 | 7.2133 |  | 48.4733
6.72 | 1.68 | 2:00 | 38.54 | 2:00 | -55.73 | 32.4158 | 8.1039 | 32.4381 | 54.4585 | 2:00 | 0 | 2:00 | 0 | 0 | 0 | 0 | 0 | 2:00 | 0 | 2:00 | 0 | 0 | 0 | 0 | 0 | 2:00 | 54.2 | 2:00 | -73.65 | 60.2459 | 15.0615 | 60.3127 | 101.2132 | 2:00 | 35.71 | 2:00 | -60.91 | 32.8272 | 8.2068 | 32.8265 | 55.1497 | 2:00 | 0 | 2:00 | 0 | 0 | 0 | 0 | 0 | 2:00 | 32.46 | 2:00 | 32.46 | 15.902 | 3.9755 | 15.8702 | 26.7154 | 2:00 | 0 | 2:00 | 0 | 0 | 0 | 0 | 0 | 2:00 | 0 | 2:00 | 0 | 0 | 0 | 0 | 0 | 2:00 | 0 | 2:00 | 0 | 0 | 0 | 0 | 0 | 2:00 | 126.04 | 2:00 | -15.24 | 28.9901 | 7.2475 | 28.8246 | 48.7033
6.72 | 1.68 | 2:15 | 38.47 | 2:15 | -55.85 | 32.4266 | 8.1066 |  | 54.4766 | 2:15 | 0 | 2:15 | 0 | 0 | 0 |  | 0 | 2:15 | 0 | 2:15 | 0 | 0 | 0 |  | 0 | 2:15 | 54.13 | 2:15 | -73.8 | 60.2907 | 15.0727 |  | 101.2883 | 2:15 | 35.64 | 2:15 | -61.02 | 32.822 | 8.2055 |  | 55.141 | 2:15 | 0 | 2:15 | 0 | 0 | 0 |  | 0 | 2:15 | 32.44 | 2:15 | 32.44 | 15.8824 | 3.9706 |  | 26.6825 | 2:15 | 0 | 2:15 | 0 | 0 | 0 |  | 0 | 2:15 | 0 | 2:15 | 0 | 0 | 0 |  | 0 | 2:15 | 0 | 2:15 | 0 | 0 | 0 |  | 0 | 2:15 | 126.17 | 2:15 | -15.17 | 28.8867 | 7.2217 |  | 48.5296
6.72 | 1.68 | 2:30 | 38.41 | 2:30 | -55.97 | 32.4456 | 8.1114 |  | 54.5085 | 2:30 | 0 | 2:30 | 0 | 0 | 0 |  | 0 | 2:30 | 0 | 2:30 | 0 | 0 | 0 |  | 0 | 2:30 | 54.06 | 2:30 | -73.95 | 60.3351 | 15.0838 |  | 101.3629 | 2:30 | 35.58 | 2:30 | -61.14 | 32.8312 | 8.2078 |  | 55.1565 | 2:30 | 0 | 2:30 | 0 | 0 | 0 |  | 0 | 2:30 | 32.42 | 2:30 | 32.42 | 15.8629 | 3.9657 |  | 26.6496 | 2:30 | 0 | 2:30 | 0 | 0 | 0 |  | 0 | 2:30 | 0 | 2:30 | 0 | 0 | 0 |  | 0 | 2:30 | 0 | 2:30 | 0 | 0 | 0 |  | 0 | 2:30 | 126.3 | 2:30 | -15.09 | 28.7639 | 7.191 |  | 48.3234
6.72 | 1.68 | 2:45 | 38.35 | 2:45 | -56.09 | 32.4643 | 8.1161 |  | 54.5401 | 2:45 | 0 | 2:45 | 0 | 0 | 0 |  | 0 | 2:45 | 0 | 2:45 | 0 | 0 | 0 |  | 0 | 2:45 | 53.99 | 2:45 | -74.1 | 60.3792 | 15.0948 |  | 101.437 | 2:45 | 35.51 | 2:45 | -61.25 | 32.8256 | 8.2064 |  | 55.147 | 2:45 | 0 | 2:45 | 0 | 0 | 0 |  | 0 | 2:45 | 32.39 | 2:45 | 32.39 | 15.8335 | 3.9584 |  | 26.6003 | 2:45 | 0 | 2:45 | 0 | 0 | 0 |  | 0 | 2:45 | 0 | 2:45 | 0 | 0 | 0 |  | 0 | 2:45 | 0 | 2:45 | 0 | 0 | 0 |  | 0 | 2:45 | 126.42 | 2:45 | -15.02 | 28.6577 | 7.1644 |  | 48.1449
6.72 | 1.68 | 3:00 | 38.1 | 3:00 | -56.56 | 32.523 | 8.1307 | 32.5407 | 54.6386 | 3:00 | 0 | 3:00 | 0 | 0 | 0 | 0 | 0 | 3:00 | 0 | 3:00 | 0 | 0 | 0 | 0 | 0 | 3:00 | 53.71 | 3:00 | -74.72 | 60.5686 | 15.1422 | 60.6505 | 101.7553 | 3:00 | 0 | 3:00 | 0 | 0 | 0 | 0 | 0 | 3:00 | 0 | 3:00 | 0 | 0 | 0 | 0 | 0 | 3:00 | 33.33 | 3:00 | 33.33 | 16.7659 | 4.1915 | 16.7232 | 28.1667 | 3:00 | 0 | 3:00 | 0 | 0 | 0 | 0 | 0 | 3:00 | 0 | 3:00 | 0 | 0 | 0 | 0 | 0 | 3:00 | 0 | 3:00 | 0 | 0 | 0 | 0 | 0 | 3:00 | 124.39 | 3:00 | -16.21 | 30.4316 | 7.6079 | 30.3375 | 51.125
6.72 | 1.68 | 3:15 | 38.04 | 3:15 | -56.67 | 32.5349 | 8.1337 |  | 54.6586 | 3:15 | 0 | 3:15 | 0 | 0 | 0 |  | 0 | 3:15 | 0 | 3:15 | 0 | 0 | 0 |  | 0 | 3:15 | 53.62 | 3:15 | -74.91 | 60.6209 | 15.1552 |  | 101.8431 | 3:15 | 0 | 3:15 | 0 | 0 | 0 |  | 0 | 3:15 | 0 | 3:15 | 0 | 0 | 0 |  | 0 | 3:15 | 33.3 | 3:15 | 33.3 | 16.7357 | 4.1839 |  | 28.116 | 3:15 | 0 | 3:15 | 0 | 0 | 0 |  | 0 | 3:15 | 0 | 3:15 | 0 | 0 | 0 |  | 0 | 3:15 | 0 | 3:15 | 0 | 0 | 0 |  | 0 | 3:15 | 124.47 | 3:15 | -16.17 | 30.376 | 7.594 |  | 51.0317
6.72 | 1.68 | 3:30 | 37.98 | 3:30 | -56.78 | 32.5466 | 8.1367 |  | 54.6783 | 3:30 | 0 | 3:30 | 0 | 0 | 0 |  | 0 | 3:30 | 0 | 3:30 | 0 | 0 | 0 |  | 0 | 3:30 | 53.53 | 3:30 | -75.11 | 60.6807 | 15.1702 |  | 101.9436 | 3:30 | 0 | 3:30 | 0 | 0 | 0 |  | 0 | 3:30 | 0 | 3:30 | 0 | 0 | 0 |  | 0 | 3:30 | 33.27 | 3:30 | 33.27 | 16.7056 | 4.1764 |  | 28.0654 | 3:30 | 0 | 3:30 | 0 | 0 | 0 |  | 0 | 3:30 | 0 | 3:30 | 0 | 0 | 0 |  | 0 | 3:30 | 0 | 3:30 | 0 | 0 | 0 |  | 0 | 3:30 | 124.54 | 3:30 | -16.12 | 30.2991 | 7.5748 |  | 50.9025
6.72 | 1.68 | 3:45 | 37.92 | 3:45 | -56.89 | 32.5582 | 8.1395 |  | 54.6977 | 3:45 | 0 | 3:45 | 0 | 0 | 0 |  | 0 | 3:45 | 0 | 3:45 | 0 | 0 | 0 |  | 0 | 3:45 | 53.44 | 3:45 | -75.3 | 60.7319 | 15.183 |  | 102.0296 | 3:45 | 0 | 3:45 | 0 | 0 | 0 |  | 0 | 3:45 | 0 | 3:45 | 0 | 0 | 0 |  | 0 | 3:45 | 33.25 | 3:45 | 33.25 | 16.6855 | 4.1714 |  | 28.0316 | 3:45 | 0 | 3:45 | 0 | 0 | 0 |  | 0 | 3:45 | 0 | 3:45 | 0 | 0 | 0 |  | 0 | 3:45 | 0 | 3:45 | 0 | 0 | 0 |  | 0 | 3:45 | 124.62 | 3:45 | -16.08 | 30.2433 | 7.5608 |  | 50.8088
6.72 | 1.68 | 4:00 | 37.74 | 4:00 | -57.24 | 32.603 | 8.1507 | 32.618 | 54.773 | 4:00 | 0 | 4:00 | 0 | 0 | 0 | 0 | 0 | 4:00 | 0 | 4:00 | 0 | 0 | 0 | 0 | 0 | 4:00 | 53.29 | 4:00 | -75.63 | 60.8269 | 15.2067 | 60.9102 | 102.1891 | 4:00 | 0 | 4:00 | 0 | 0 | 0 | 0 | 0 | 4:00 | 0 | 4:00 | 0 | 0 | 0 | 0 | 0 | 4:00 | 33.27 | 4:00 | 33.27 | 16.7056 | 4.1764 | 16.6654 | 28.0654 | 4:00 | 0 | 4:00 | 0 | 0 | 0 | 0 | 0 | 4:00 | 0 | 4:00 | 0 | 0 | 0 | 0 | 0 | 4:00 | 0 | 4:00 | 0 | 0 | 0 | 0 | 0 | 4:00 | 124.32 | 4:00 | -16.25 | 30.4895 | 7.6224 | 30.4154 | 51.2223
6.72 | 1.68 | 4:15 | 37.67 | 4:15 | -57.36 | 32.6107 | 8.1527 |  | 54.786 | 4:15 | 0 | 4:15 | 0 | 0 | 0 |  | 0 | 4:15 | 0 | 4:15 | 0 | 0 | 0 |  | 0 | 4:15 | 53.2 | 4:15 | -75.83 | 60.8847 | 15.2212 |  | 102.2863 | 4:15 | 0 | 4:15 | 0 | 0 | 0 |  | 0 | 4:15 | 0 | 4:15 | 0 | 0 | 0 |  | 0 | 4:15 | 33.24 | 4:15 | 33.24 | 16.6755 | 4.1689 |  | 28.0148 | 4:15 | 0 | 4:15 | 0 | 0 | 0 |  | 0 | 4:15 | 0 | 4:15 | 0 | 0 | 0 |  | 0 | 4:15 | 0 | 4:15 | 0 | 0 | 0 |  | 0 | 4:15 | 124.39 | 4:15 | -16.22 | 30.4503 | 7.6126 |  | 51.1566
6.72 | 1.68 | 4:30 | 37.61 | 4:30 | -57.47 | 32.6212 | 8.1553 |  | 54.8036 | 4:30 | 0 | 4:30 | 0 | 0 | 0 |  | 0 | 4:30 | 0 | 4:30 | 0 | 0 | 0 |  | 0 | 4:30 | 53.11 | 4:30 | -76.03 | 60.942 | 15.2355 |  | 102.3826 | 4:30 | 0 | 4:30 | 0 | 0 | 0 |  | 0 | 4:30 | 0 | 4:30 | 0 | 0 | 0 |  | 0 | 4:30 | 33.22 | 4:30 | 33.22 | 16.6554 | 4.1638 |  | 27.9811 | 4:30 | 0 | 4:30 | 0 | 0 | 0 |  | 0 | 4:30 | 0 | 4:30 | 0 | 0 | 0 |  | 0 | 4:30 | 0 | 4:30 | 0 | 0 | 0 |  | 0 | 4:30 | 124.45 | 4:30 | -16.18 | 30.3899 | 7.5975 |  | 51.055
6.72 | 1.68 | 4:45 | 37.55 | 4:45 | -57.59 | 32.6372 | 8.1593 |  | 54.8305 | 4:45 | 0 | 4:45 | 0 | 0 | 0 |  | 0 | 4:45 | 0 | 4:45 | 0 | 0 | 0 |  | 0 | 4:45 | 53.01 | 4:45 | -76.23 | 60.9873 | 15.2468 |  | 102.4587 | 4:45 | 0 | 4:45 | 0 | 0 | 0 |  | 0 | 4:45 | 0 | 4:45 | 0 | 0 | 0 |  | 0 | 4:45 | 33.19 | 4:45 | 33.19 | 16.6253 | 4.1563 |  | 27.9305 | 4:45 | 0 | 4:45 | 0 | 0 | 0 |  | 0 | 4:45 | 0 | 4:45 | 0 | 0 | 0 |  | 0 | 4:45 | 0 | 4:45 | 0 | 0 | 0 |  | 0 | 4:45 | 124.52 | 4:45 | -16.14 | 30.3318 | 7.583 |  | 50.9574
6.72 | 1.68 | 5:00 | 37.63 | 5:00 | -57.45 | 32.6272 | 8.1568 | 32.537 | 54.8137 | 5:00 | 0 | 5:00 | 0 | 0 | 0 | 0 | 0 | 5:00 | 0 | 5:00 | 0 | 0 | 0 | 0 | 0 | 5:00 | 52.9 | 5:00 | -76.46 | 61.0444 | 15.2611 | 15.2611 | 102.5545 | 5:00 | 0 | 5:00 | 0 | 0 | 0 | 0 | 0 | 5:00 | 0 | 5:00 | 0 | 0 | 0 | 0 | 0 | 5:00 | 33.17 | 5:00 | 33.17 | 16.6053 | 4.1513 | 16.6028 | 27.8969 | 5:00 | 0 | 5:00 | 0 | 0 | 0 | 0 | 0 | 5:00 | 0 | 5:00 | 0 | 0 | 0 | 0 | 0 | 5:00 | 0 | 5:00 | 0 | 0 | 0 | 0 | 0 | 5:00 | 124.76 | 5:00 | -16 | 30.1267 | 7.5317 | 30.2473 | 50.6128
6.72 | 1.68 | 5:15 | 38.18 | 5:15 | -56.4 | 32.4991 | 8.1248 |  | 54.5984 | 5:15 | 0 | 5:15 | 0 | 0 | 0 |  | 0 | 5:15 | 0 | 5:15 | 0 | 0 | 0 |  | 0 | 5:15 | 0 | 5:15 | 0 | 0 | 0 |  | 0 | 5:15 | 0 | 5:15 | 0 | 0 | 0 |  | 0 | 5:15 | 0 | 5:15 | 0 | 0 | 0 |  | 0 | 5:15 | 33.19 | 5:15 | 33.19 | 16.6253 | 4.1563 |  | 27.9305 | 5:15 | 0 | 5:15 | 0 | 0 | 0 |  | 0 | 5:15 | 0 | 5:15 | 0 | 0 | 0 |  | 0 | 5:15 | 0 | 5:15 | 0 | 0 | 0 |  | 0 | 5:15 | 124.54 | 5:15 | -16.13 | 30.3179 | 7.5795 |  | 50.934
6.72 | 1.68 | 5:30 | 38.16 | 5:30 | -56.44 | 32.5051 | 8.1263 |  | 54.6085 | 5:30 | 0 | 5:30 | 0 | 0 | 0 |  | 0 | 5:30 | 0 | 5:30 | 0 | 0 | 0 |  | 0 | 5:30 | 0 | 5:30 | 0 | 0 | 0 |  | 0 | 5:30 | 0 | 5:30 | 0 | 0 | 0 |  | 0 | 5:30 | 0 | 5:30 | 0 | 0 | 0 |  | 0 | 5:30 | 33.17 | 5:30 | 33.17 | 16.6053 | 4.1513 |  | 27.8969 | 5:30 | 0 | 5:30 | 0 | 0 | 0 |  | 0 | 5:30 | 0 | 5:30 | 0 | 0 | 0 |  | 0 | 5:30 | 0 | 5:30 | 0 | 0 | 0 |  | 0 | 5:30 | 124.57 | 5:30 | -16.11 | 30.2876 | 7.5719 |  | 50.8831
6.72 | 1.68 | 5:45 | 38.14 | 5:45 | -56.49 | 32.5168 | 8.1292 |  | 54.6282 | 5:45 | 0 | 5:45 | 0 | 0 | 0 |  | 0 | 5:45 | 0 | 5:45 | 0 | 0 | 0 |  | 0 | 5:45 | 0 | 5:45 | 0 | 0 | 0 |  | 0 | 5:45 | 0 | 5:45 | 0 | 0 | 0 |  | 0 | 5:45 | 0 | 5:45 | 0 | 0 | 0 |  | 0 | 5:45 | 33.14 | 5:45 | 33.14 | 16.5753 | 4.1438 |  | 27.8465 | 5:45 | 0 | 5:45 | 0 | 0 | 0 |  | 0 | 5:45 | 0 | 5:45 | 0 | 0 | 0 |  | 0 | 5:45 | 0 | 5:45 | 0 | 0 | 0 |  | 0 | 5:45 | 124.6 | 5:45 | -16.09 | 30.2573 | 7.5643 |  | 50.8322
6.72 | 1.68 | 6:00 | 38.33 | 6:00 | -56.13 | 32.4705 | 8.1176 | 24.3601 | 54.5505 | 6:00 | 0 | 6:00 | 0 | 0 | 0 | 0 | 0 | 6:00 | 0 | 6:00 | 0 | 0 | 0 | 0 | 0 | 6:00 | 0 | 6:00 | 0 | 0 | 0 | 0 | 0 | 6:00 | 0 | 6:00 | 0 | 0 | 0 | 0 | 0 | 6:00 | 0 | 6:00 | 0 | 0 | 0 | 16.4086 | 0 | 6:00 | 33.35 | 6:00 | 33.35 | 16.786 | 4.1965 | 16.1758 | 28.2005 | 6:00 | 0 | 6:00 | 0 | 0 | 0 | 0 | 0 | 6:00 | 0 | 6:00 | 0 | 0 | 0 | 0 | 0 | 6:00 | 0 | 6:00 | 0 | 0 | 0 | 0 | 0 | 6:00 | 125 | 6:00 | -15.86 | 29.9205 | 7.4801 | 29.4665 | 50.2664
6.72 | 1.68 | 6:15 | 38.31 | 6:15 | -56.16 | 32.4709 | 8.1177 |  | 54.5512 | 6:15 | 0 | 6:15 | 0 | 0 | 0 |  | 0 | 6:15 | 0 | 6:15 | 0 | 0 | 0 |  | 0 | 6:15 | 0 | 6:15 | 0 | 0 | 0 |  | 0 | 6:15 | 0 | 6:15 | 0 | 0 | 0 |  | 0 | 6:15 | 0 | 6:15 | 0 | 0 | 0 |  | 0 | 6:15 | 33.34 | 6:15 | 33.34 | 16.7759 | 4.194 |  | 28.1836 | 6:15 | 0 | 6:15 | 0 | 0 | 0 |  | 0 | 6:15 | 0 | 6:15 | 0 | 0 | 0 |  | 0 | 6:15 | 0 | 6:15 | 0 | 0 | 0 |  | 0 | 6:15 | 125.04 | 6:15 | -15.83 | 29.8735 | 7.4684 |  | 50.1874
6.72 | 1.68 | 6:30 | 38.2 | 6:30 | -56.37 | 32.4988 | 8.1247 |  | 54.5979 | 6:30 | 0 | 6:30 | 0 | 0 | 0 |  | 0 | 6:30 | 0 | 6:30 | 0 | 0 | 0 |  | 0 | 6:30 | 0 | 6:30 | 0 | 0 | 0 |  | 0 | 6:30 | 0 | 6:30 | 0 | 0 | 0 |  | 0 | 6:30 | 35.91 | 6:30 | -60.55 | 32.816 | 8.204 |  | 55.1308 | 6:30 | 32.09 | 6:30 | 32.09 | 15.5416 | 3.8854 |  | 26.1098 | 6:30 | 0 | 6:30 | 0 | 0 | 0 |  | 0 | 6:30 | 0 | 6:30 | 0 | 0 | 0 |  | 0 | 6:30 | 0 | 6:30 | 0 | 0 | 0 |  | 0 | 6:30 | 126.3 | 6:30 | -15.09 | 28.7639 | 7.191 |  | 48.3234
6.72 | 1.68 | 6:45 | 0 | 6:45 | 0 | 0 | 0 |  | 0 | 6:45 | 0 | 6:45 | 0 | 0 | 0 |  | 0 | 6:45 | 0 | 6:45 | 0 | 0 | 0 |  | 0 | 6:45 | 0 | 6:45 | 0 | 0 | 0 |  | 0 | 6:45 | 0 | 6:45 | 0 | 0 | 0 |  | 0 | 6:45 | 35.96 | 6:45 | -60.47 | 32.8182 | 8.2046 |  | 55.1346 | 6:45 | 32.15 | 6:45 | 32.15 | 15.5997 | 3.8999 |  | 26.2076 | 6:45 | 0 | 6:45 | 0 | 0 | 0 |  | 0 | 6:45 | 0 | 6:45 | 0 | 0 | 0 |  | 0 | 6:45 | 0 | 6:45 | 0 | 0 | 0 |  | 0 | 6:45 | 125.69 | 6:45 | -15.45 | 29.3079 | 7.327 |  | 49.2373
10.94 | 2.735 | 7:00 | 0 | 7:00 | 0 | 0 | 0 | 0 | 0 | 7:00 | 0 | 7:00 | 0 | 0 | 0 | 0 | 0 | 7:00 | 0 | 7:00 | 0 | 0 | 0 | 0 | 0 | 7:00 | 54.48 | 7:00 | -73.04 | 60.0556 | 15.0139 | 60.0289 | 164.2521 | 7:00 | 0 | 7:00 | 0 | 0 | 0 | 0 | 0 | 7:00 | 36.21 | 7:00 | -60.02 | 32.8005 | 8.2001 | 32.7875 | 89.7093 | 7:00 | 31.92 | 7:00 | 31.92 | 15.3773 | 3.8443 | 15.5421 | 42.057 | 7:00 | 0 | 7:00 | 0 | 0 | 0 | 0 | 0 | 7:00 | 0 | 7:00 | 0 | 0 | 0 | 22.8112 | 0 | 7:00 | 113.63 | 7:00 | -22.43 | 38.4661 | 9.6165 | 42.044 | 105.2047 | 7:00 | 113.6 | 7:00 | -22.44 | 38.4731 | 9.6183 | 42.0503 | 105.2238
10.94 | 2.735 | 7:15 | 0 | 7:15 | 0 | 0 | 0 |  | 0 | 7:15 | 0 | 7:15 | 0 | 0 | 0 |  | 0 | 7:15 | 0 | 7:15 | 0 | 0 | 0 |  | 0 | 7:15 | 54.43 | 7:15 | -73.14 | 60.0826 | 15.0207 |  | 164.326 | 7:15 | 0 | 7:15 | 0 | 0 | 0 |  | 0 | 7:15 | 36.17 | 7:15 | -60.11 | 32.8134 | 8.2033 |  | 89.7446 | 7:15 | 31.9 | 7:15 | 31.9 | 15.3581 | 3.8395 |  | 42.0044 | 7:15 | 0 | 7:15 | 0 | 0 | 0 |  | 0 | 7:15 | 0 | 7:15 | 0 | 0 | 0 |  | 0 | 7:15 | 113.61 | 7:15 | -22.44 | 38.4765 | 9.6191 |  | 105.2331 | 7:15 | 113.58 | 7:15 | -22.45 | 38.4834 | 9.6209 |  | 105.2522
10.94 | 2.735 | 7:30 | 0 | 7:30 | 0 | 0 | 0 |  | 0 | 7:30 | 0 | 7:30 | 0 | 0 | 0 |  | 0 | 7:30 | 0 | 7:30 | 0 | 0 | 0 |  | 0 | 7:30 | 54.56 | 7:30 | -72.84 | 59.9791 | 14.9948 |  | 164.0428 | 7:30 | 0 | 7:30 | 0 | 0 | 0 |  | 0 | 7:30 | 36.65 | 7:30 | -59.24 | 32.7676 | 8.1919 |  | 89.6194 | 7:30 | 32.27 | 7:30 | 32.27 | 15.7164 | 3.9291 |  | 42.9844 | 7:30 | 0 | 7:30 | 0 | 0 | 0 |  | 0 | 7:30 | 99.07 | 7:30 | -30.5 | 45.6034 | 11.4009 |  | 124.7254 | 7:30 | 99.09 | 7:30 | -30.49 | 45.5977 | 11.3994 |  | 124.7097 | 7:30 | 99.07 | 7:30 | -30.5 | 45.6034 | 11.4009 |  | 124.7254
10.94 | 2.735 | 7:45 | 0 | 7:45 | 0 | 0 | 0 |  | 0 | 7:45 | 0 | 7:45 | 0 | 0 | 0 |  | 0 | 7:45 | 0 | 7:45 | 0 | 0 | 0 |  | 0 | 7:45 | 54.54 | 7:45 | -72.89 | 59.9983 | 14.9996 |  | 164.0953 | 7:45 | 0 | 7:45 | 0 | 0 | 0 |  | 0 | 7:45 | 36.62 | 7:45 | -59.29 | 32.7684 | 8.1921 |  | 89.6216 | 7:45 | 32.27 | 7:45 | 32.27 | 15.7164 | 3.9291 |  | 42.9844 | 7:45 | 0 | 7:45 | 0 | 0 | 0 |  | 0 | 7:45 | 98.99 | 7:45 | -30.55 | 45.6413 | 11.4103 |  | 124.829 | 7:45 | 99.01 | 7:45 | -30.54 | 45.6356 | 11.4089 |  | 124.8134 | 7:45 | 98.99 | 7:45 | -30.55 | 45.6413 | 11.4103 |  | 124.829
10.94 | 2.735 | 8:00 | 0 | 8:00 | 0 | 0 | 0 | 0 | 0 | 8:00 | 0 | 8:00 | 0 | 0 | 0 | 0 | 0 | 8:00 | 0 | 8:00 | 0 | 0 | 0 | 0 | 0 | 8:00 | 54.62 | 8:00 | -72.71 | 59.9379 | 14.9845 | 59.9482 | 163.9301 | 8:00 | 0 | 8:00 | 0 | 0 | 0 | 0 | 0 | 8:00 | 36.84 | 8:00 | -58.89 | 32.7429 | 8.1857 | 32.7454 | 89.5518 | 8:00 | 32.42 | 8:00 | 32.42 | 15.8629 | 3.9657 | 15.8678 | 43.3849 | 8:00 | 0 | 8:00 | 0 | 0 | 0 | 0 | 0 | 8:00 | 99.7 | 8:00 | -30.16 | 45.3818 | 11.3455 | 45.4242 | 124.1193 | 8:00 | 99.72 | 8:00 | -30.15 | 45.3759 | 11.344 | 45.4183 | 124.1031 | 8:00 | 99.7 | 8:00 | -30.16 | 45.3818 | 11.3455 | 45.4242 | 124.1193
10.94 | 2.735 | 8:15 | 0 | 8:15 | 0 | 0 | 0 |  | 0 | 8:15 | 0 | 8:15 | 0 | 0 | 0 |  | 0 | 8:15 | 0 | 8:15 | 0 | 0 | 0 |  | 0 | 8:15 | 54.6 | 8:15 | -72.74 | 59.9407 | 14.9852 |  | 163.9377 | 8:15 | 0 | 8:15 | 0 | 0 | 0 |  | 0 | 8:15 | 36.82 | 8:15 | -58.92 | 32.7418 | 8.1854 |  | 89.5487 | 8:15 | 32.42 | 8:15 | 32.42 | 15.8629 | 3.9657 |  | 43.3849 | 8:15 | 0 | 8:15 | 0 | 0 | 0 |  | 0 | 8:15 | 99.63 | 8:15 | -30.2 | 45.4101 | 11.3525 |  | 124.1967 | 8:15 | 99.65 | 8:15 | -30.19 | 45.4042 | 11.3511 |  | 124.1805 | 8:15 | 99.63 | 8:15 | -30.2 | 45.4101 | 11.3525 |  | 124.1967
10.94 | 2.735 | 8:30 | 0 | 8:30 | 0 | 0 | 0 |  | 0 | 8:30 | 0 | 8:30 | 0 | 0 | 0 |  | 0 | 8:30 | 0 | 8:30 | 0 | 0 | 0 |  | 0 | 8:30 | 54.59 | 8:30 | -72.77 | 59.9544 | 14.9886 |  | 163.9753 | 8:30 | 0 | 8:30 | 0 | 0 | 0 |  | 0 | 8:30 | 36.8 | 8:30 | -58.96 | 32.7462 | 8.1866 |  | 89.5609 | 8:30 | 32.43 | 8:30 | 32.43 | 15.8727 | 3.9682 |  | 43.4117 | 8:30 | 0 | 8:30 | 0 | 0 | 0 |  | 0 | 8:30 | 99.56 | 8:30 | -30.24 | 45.4383 | 11.3596 |  | 124.2738 | 8:30 | 99.58 | 8:30 | -30.23 | 45.4324 | 11.3581 |  | 124.2577 | 8:30 | 99.56 | 8:30 | -30.24 | 45.4383 | 11.3596 |  | 124.2738
10.94 | 2.735 | 8:45 | 0 | 8:45 | 0 | 0 | 0 |  | 0 | 8:45 | 0 | 8:45 | 0 | 0 | 0 |  | 0 | 8:45 | 0 | 8:45 | 0 | 0 | 0 |  | 0 | 8:45 | 54.58 | 8:45 | -72.79 | 59.9599 | 14.99 |  | 163.9903 | 8:45 | 0 | 8:45 | 0 | 0 | 0 |  | 0 | 8:45 | 36.78 | 8:45 | -59 | 32.7506 | 8.1877 |  | 89.5729 | 8:45 | 32.43 | 8:45 | 32.43 | 15.8727 | 3.9682 |  | 43.4117 | 8:45 | 0 | 8:45 | 0 | 0 | 0 |  | 0 | 8:45 | 99.49 | 8:45 | -30.28 | 45.4664 | 11.3666 |  | 124.3507 | 8:45 | 99.51 | 8:45 | -30.27 | 45.4606 | 11.3651 |  | 124.3346 | 8:45 | 99.49 | 8:45 | -30.28 | 45.4664 | 11.3666 |  | 124.3507
10.94 | 2.735 | 9:00 | 0 | 9:00 | 0 | 0 | 0 | 0 | 0 | 9:00 | 0 | 9:00 | 0 | 0 | 0 | 0 | 0 | 9:00 | 0 | 9:00 | 0 | 0 | 0 | 0 | 0 | 9:00 | 54.71 | 9:00 | -72.51 | 59.8715 | 14.9679 | 59.8577 | 163.7486 | 9:00 | 0 | 9:00 | 0 | 0 | 0 | 0 | 0 | 9:00 | 36.75 | 9:00 | -59.06 | 32.7572 | 8.1893 | 32.7581 | 89.5909 | 9:00 | 32.46 | 9:00 | 32.46 | 15.902 | 3.9755 | 15.9069 | 43.4921 | 9:00 | 0 | 9:00 | 0 | 0 | 0 | 0 | 0 | 9:00 | 100.64 | 9:00 | -29.65 | 45.0351 | 11.2588 | 45.0653 | 123.171 | 9:00 | 100.66 | 9:00 | -29.64 | 45.0288 | 11.2572 | 45.0591 | 123.1539 | 9:00 | 100.64 | 9:00 | -29.65 | 45.0351 | 11.2588 | 45.0653 | 123.171
10.94 | 2.735 | 9:15 | 0 | 9:15 | 0 | 0 | 0 |  | 0 | 9:15 | 0 | 9:15 | 0 | 0 | 0 |  | 0 | 9:15 | 0 | 9:15 | 0 | 0 | 0 |  | 0 | 9:15 | 54.72 | 9:15 | -72.49 | 59.8659 | 14.9665 |  | 163.7334 | 9:15 | 0 | 9:15 | 0 | 0 | 0 |  | 0 | 9:15 | 36.73 | 9:15 | -59.09 | 32.756 | 8.189 |  | 89.5876 | 9:15 | 32.46 | 9:15 | 32.46 | 15.902 | 3.9755 |  | 43.4921 | 9:15 | 0 | 9:15 | 0 | 0 | 0 |  | 0 | 9:15 | 100.58 | 9:15 | -29.68 | 45.0538 | 11.2634 |  | 123.2221 | 9:15 | 100.6 | 9:15 | -29.67 | 45.0476 | 11.2619 |  | 123.205 | 9:15 | 100.58 | 9:15 | -29.68 | 45.0538 | 11.2634 |  | 123.2221
10.94 | 2.735 | 9:30 | 0 | 9:30 | 0 | 0 | 0 |  | 0 | 9:30 | 0 | 9:30 | 0 | 0 | 0 |  | 0 | 9:30 | 0 | 9:30 | 0 | 0 | 0 |  | 0 | 9:30 | 54.72 | 9:30 | -72.47 | 59.8494 | 14.9624 |  | 163.6882 | 9:30 | 0 | 9:30 | 0 | 0 | 0 |  | 0 | 9:30 | 36.71 | 9:30 | -59.13 | 32.7603 | 8.1901 |  | 89.5994 | 9:30 | 32.47 | 9:30 | 32.47 | 15.9118 | 3.978 |  | 43.5189 | 9:30 | 0 | 9:30 | 0 | 0 | 0 |  | 0 | 9:30 | 100.53 | 9:30 | -29.71 | 45.0769 | 11.2692 |  | 123.2853 | 9:30 | 100.55 | 9:30 | -29.7 | 45.0707 | 11.2677 |  | 123.2683 | 9:30 | 100.53 | 9:30 | -29.71 | 45.0769 | 11.2692 |  | 123.2853
10.94 | 2.735 | 9:45 | 0 | 9:45 | 0 | 0 | 0 |  | 0 | 9:45 | 0 | 9:45 | 0 | 0 | 0 |  | 0 | 9:45 | 0 | 9:45 | 0 | 0 | 0 |  | 0 | 9:45 | 54.73 | 9:45 | -72.45 | 59.8438 | 14.961 |  | 163.6729 | 9:45 | 0 | 9:45 | 0 | 0 | 0 |  | 0 | 9:45 | 36.69 | 9:45 | -59.16 | 32.7591 | 8.1898 |  | 89.596 | 9:45 | 32.47 | 9:45 | 32.47 | 15.9118 | 3.978 |  | 43.5189 | 9:45 | 0 | 9:45 | 0 | 0 | 0 |  | 0 | 9:45 | 100.47 | 9:45 | -29.74 | 45.0955 | 11.2739 |  | 123.3361 | 9:45 | 100.49 | 9:45 | -29.73 | 45.0893 | 11.2723 |  | 123.3192 | 9:45 | 100.47 | 9:45 | -29.74 | 45.0955 | 11.2739 |  | 123.3361
27.68 | 6.92 | 10:00 | 39.98 | 10:00 | -52.91 | 31.9254 | 7.9813 | 31.9254 | 220.9237 | 10:00 | 0 | 10:00 | 0 | 0 | 0 | 0 | 0 | 10:00 | 0 | 10:00 | 0 | 0 | 0 | 0 | 0 | 10:00 | 54.68 | 10:00 | -72.57 | 59.8882 | 14.9721 | 59.8563 | 414.4264 | 10:00 | 0 | 10:00 | 0 | 0 | 0 | 0 | 0 | 10:00 | 37.23 | 10:00 | -58.19 | 32.6962 | 8.174 | 32.6901 | 226.2576 | 10:00 | 32.68 | 10:00 | 32.68 | 16.1183 | 4.0296 | 16.143 | 111.5388 | 10:00 | 0 | 10:00 | 0 | 0 | 0 | 0 | 0 | 10:00 | 100.91 | 10:00 | -29.5 | 44.9275 | 11.2319 | 44.9484 | 310.898 | 10:00 | 100.93 | 10:00 | -29.49 | 44.9211 | 11.2303 | 44.942 | 310.8542 | 10:00 | 100.91 | 10:00 | -29.5 | 44.9275 | 11.2319 | 44.9484 | 310.898
27.68 | 6.92 | 10:15 | 39.98 | 10:15 | -52.91 | 31.9254 | 7.9813 |  | 220.9237 | 10:15 | 0 | 10:15 | 0 | 0 | 0 |  | 0 | 10:15 | 0 | 10:15 | 0 | 0 | 0 |  | 0 | 10:15 | 54.7 | 10:15 | -72.51 | 59.8606 | 14.9651 |  | 414.2352 | 10:15 | 0 | 10:15 | 0 | 0 | 0 |  | 0 | 10:15 | 37.23 | 10:15 | -58.17 | 32.6849 | 8.1712 |  | 226.1798 | 10:15 | 32.7 | 10:15 | 32.7 | 16.1381 | 4.0345 |  | 111.6753 | 10:15 | 0 | 10:15 | 0 | 0 | 0 |  | 0 | 10:15 | 100.89 | 10:15 | -29.52 | 44.949 | 11.2373 |  | 311.0471 | 10:15 | 100.91 | 10:15 | -29.51 | 44.9427 | 11.2357 |  | 311.0034 | 10:15 | 100.89 | 10:15 | -29.52 | 44.949 | 11.2373 |  | 311.0471
27.68 | 6.92 | 10:30 | 39.98 | 10:30 | -52.91 | 31.9254 | 7.9813 |  | 220.9237 | 10:30 | 0 | 10:30 | 0 | 0 | 0 |  | 0 | 10:30 | 0 | 10:30 | 0 | 0 | 0 |  | 0 | 10:30 | 54.73 | 10:30 | -72.46 | 59.8521 | 14.963 |  | 414.1766 | 10:30 | 0 | 10:30 | 0 | 0 | 0 |  | 0 | 10:30 | 37.24 | 10:30 | -58.16 | 32.6881 | 8.172 |  | 226.2017 | 10:30 | 32.71 | 10:30 | 32.71 | 16.1479 | 4.037 |  | 111.7436 | 10:30 | 0 | 10:30 | 0 | 0 | 0 |  | 0 | 10:30 | 100.87 | 10:30 | -29.53 | 44.9553 | 11.2388 |  | 311.0908 | 10:30 | 100.89 | 10:30 | -29.52 | 44.949 | 11.2373 |  | 311.0471 | 10:30 | 100.87 | 10:30 | -29.53 | 44.9553 | 11.2388 |  | 311.0908
27.68 | 6.92 | 10:45 | 39.98 | 10:45 | -52.91 | 31.9254 | 7.9813 |  | 220.9237 | 10:45 | 0 | 10:45 | 0 | 0 | 0 |  | 0 | 10:45 | 0 | 10:45 | 0 | 0 | 0 |  | 0 | 10:45 | 54.75 | 10:45 | -72.4 | 59.8244 | 14.9561 |  | 413.9848 | 10:45 | 0 | 10:45 | 0 | 0 | 0 |  | 0 | 10:45 | 37.25 | 10:45 | -58.15 | 32.6913 | 8.1728 |  | 226.2235 | 10:45 | 32.73 | 10:45 | 32.73 | 16.1677 | 4.0419 |  | 111.8803 | 10:45 | 0 | 10:45 | 0 | 0 | 0 |  | 0 | 10:45 | 100.85 | 10:45 | -29.54 | 44.9616 | 11.2404 |  | 311.1345 | 10:45 | 100.87 | 10:45 | -29.53 | 44.9553 | 11.2388 |  | 311.0908 | 10:45 | 100.85 | 10:45 | -29.54 | 44.9616 | 11.2404 |  | 311.1345
27.68 | 6.92 | 11:00 | 39.94 | 11:00 | -52.99 | 31.9417 | 7.9854 | 31.9417 | 221.0364 | 11:00 | 0 | 11:00 | 0 | 0 | 0 | 0 | 0 | 11:00 | 0 | 11:00 | 0 | 0 | 0 | 0 | 0 | 11:00 | 54.87 | 11:00 | -72.14 | 59.7402 | 14.9351 | 59.6936 | 413.4023 | 11:00 | 0 | 11:00 | 0 | 0 | 0 | 0 | 0 | 11:00 | 37.33 | 11:00 | -57.99 | 32.6713 | 8.1678 | 32.6718 | 226.0856 | 11:00 | 32.87 | 11:00 | 32.87 | 16.3063 | 4.0766 | 16.3361 | 112.8395 | 11:00 | 0 | 11:00 | 0 | 0 | 0 | 0 | 0 | 11:00 | 100.55 | 11:00 | -29.7 | 45.0707 | 11.2677 | 45.0865 | 311.8892 | 11:00 | 100.57 | 11:00 | -29.69 | 45.0645 | 11.2661 | 45.0765 | 311.8462 | 11:00 | 100.55 | 11:00 | -29.7 | 45.0707 | 11.2677 | 45.0827 | 311.8892
27.68 | 6.92 | 11:15 | 39.94 | 11:15 | -52.99 | 31.9417 | 7.9854 |  | 221.0364 | 11:15 | 0 | 11:15 | 0 | 0 | 0 |  | 0 | 11:15 | 0 | 11:15 | -92.2 | 0 | 0 |  | 0 | 11:15 | 54.91 | 11:15 | -72.05 | 59.7092 | 14.9273 |  | 413.1875 | 11:15 | 0 | 11:15 | 0 | 0 | 0 |  | 0 | 11:15 | 37.34 | 11:15 | -57.98 | 32.6744 | 8.1686 |  | 226.1071 | 11:15 | 32.89 | 11:15 | 32.89 | 16.3261 | 4.0815 |  | 112.9769 | 11:15 | 0 | 11:15 | 0 | 0 | 0 |  | 0 | 11:15 | 100.53 | 11:15 | -29.71 | 45.0769 | 11.2692 |  | 311.9321 | 11:15 | 100.55 | 11:15 | -29.7 | 45.0707 | 11.2677 |  | 311.8892 | 11:15 | 100.53 | 11:15 | -29.71 | 45.0769 | 11.2692 |  | 311.9321
27.68 | 6.92 | 11:30 | 39.94 | 11:30 | -52.99 | 31.9417 | 7.9854 |  | 221.0364 | 11:30 | 0 | 11:30 | 0 | 0 | 0 |  | 0 | 11:30 | 0 | 11:30 | -92.28 | 0 | 0 |  | 0 | 11:30 | 54.95 | 11:30 | -71.96 | 59.678 | 14.9195 |  | 412.972 | 11:30 | 0 | 11:30 | 0 | 0 | 0 |  | 0 | 11:30 | 37.35 | 11:30 | -57.96 | 32.6719 | 8.168 |  | 226.0897 | 11:30 | 32.91 | 11:30 | 32.91 | 16.346 | 4.0865 |  | 113.1143 | 11:30 | 0 | 11:30 | 0 | 0 | 0 |  | 0 | 11:30 | 100.51 | 11:30 | -29.73 | 45.0983 | 11.2746 |  | 312.08 | 11:30 | 100.53 | 11:30 | -29.71 | 45.0769 | 11.2692 |  | 311.9321 | 11:30 | 100.51 | 11:30 | -29.72 | 45.0831 | 11.2708 |  | 311.975
27.68 | 6.92 | 11:45 | 39.94 | 11:45 | -52.99 | 31.9417 | 7.9854 |  | 221.0364 | 11:45 | 0 | 11:45 | 0 | 0 | 0 |  | 0 | 11:45 | 0 | 11:45 | -92.36 | 0 | 0 |  | 0 | 11:45 | 54.99 | 11:45 | -71.87 | 59.6468 | 14.9117 |  | 412.7557 | 11:45 | 0 | 11:45 | 0 | 0 | 0 |  | 0 | 11:45 | 37.36 | 11:45 | -57.94 | 32.6694 | 8.1673 |  | 226.0722 | 11:45 | 32.93 | 11:45 | 32.93 | 16.3659 | 4.0915 |  | 113.2518 | 11:45 | 0 | 11:45 | 0 | 0 | 0 |  | 0 | 11:45 | 100.48 | 11:45 | -29.74 | 45.1 | 11.275 |  | 312.0918 | 11:45 | 100.5 | 11:45 | -29.73 | 45.0938 | 11.2734 |  | 312.0489 | 11:45 | 100.48 | 11:45 | -29.74 | 45.1 | 11.275 |  | 312.0918
27.68 | 6.92 | 12:00 | 39.82 | 12:00 | -53.22 | 31.9839 | 7.996 | 31.9899 | 221.3288 | 12:00 | 0 | 12:00 | 0 | 0 | 0 | 0 | 0 | 12:00 | 0 | 12:00 | -92.85 | 0 | 0 | 0 | 0 | 12:00 | 54.86 | 12:00 | -72.16 | 59.7459 | 14.9365 | 59.7255 | 413.4415 | 12:00 | 0 | 12:00 | 0 | 0 | 0 | 0 | 0 | 12:00 | 37.29 | 12:00 | -58.07 | 32.6813 | 8.1703 | 32.679 | 226.1549 | 12:00 | 32.88 | 12:00 | 32.88 | 16.3162 | 4.0791 | 16.3435 | 112.9082 | 12:00 | 0 | 12:00 | 0 | 0 | 0 | 0 | 0 | 12:00 | 101.48 | 12:00 | -29.2 | 44.7218 | 11.1804 | 44.7228 | 309.4746 | 12:00 | 101.5 | 12:00 | -29.18 | 44.6999 | 11.175 | 44.7125 | 309.3236 | 12:00 | 101.48 | 12:00 | -29.2 | 44.7218 | 11.1804 | 44.7228 | 309.4746
27.68 | 6.92 | 12:15 | 39.81 | 12:15 | -53.24 | 31.9879 | 7.997 |  | 221.3563 | 12:15 | 0 | 12:15 | 0 | 0 | 0 |  | 0 | 12:15 | 0 | 12:15 | -92.96 | 0 | 0 |  | 0 | 12:15 | 54.88 | 12:15 | -72.12 | 59.7345 | 14.9336 |  | 413.363 | 12:15 | 0 | 12:15 | 0 | 0 | 0 |  | 0 | 12:15 | 37.3 | 12:15 | -58.05 | 32.6788 | 8.1697 |  | 226.1376 | 12:15 | 32.9 | 12:15 | 32.9 | 16.3361 | 4.084 |  | 113.0456 | 12:15 | 0 | 12:15 | 0 | 0 | 0 |  | 0 | 12:15 | 101.47 | 12:15 | -29.2 | 44.7174 | 11.1793 |  | 309.4441 | 12:15 | 101.49 | 12:15 | -29.19 | 44.7109 | 11.1777 |  | 309.3991 | 12:15 | 101.47 | 12:15 | -29.2 | 44.7174 | 11.1793 |  | 309.4441
27.68 | 6.92 | 12:30 | 39.8 | 12:30 | -53.26 | 31.9919 | 7.998 |  | 221.3839 | 12:30 | 0 | 12:30 | 0 | 0 | 0 |  | 0 | 12:30 | 0 | 12:30 | -93.06 | 0 | 0 |  | 0 | 12:30 | 54.89 | 12:30 | -72.08 | 59.7123 | 14.9281 |  | 413.209 | 12:30 | 0 | 12:30 | 0 | 0 | 0 |  | 0 | 12:30 | 37.31 | 12:30 | -58.03 | 32.6763 | 8.1691 |  | 226.1203 | 12:30 | 32.92 | 12:30 | 32.92 | 16.3559 | 4.089 |  | 113.1831 | 12:30 | 0 | 12:30 | 0 | 0 | 0 |  | 0 | 12:30 | 101.46 | 12:30 | -29.21 | 44.7283 | 11.1821 |  | 309.5196 | 12:30 | 101.48 | 12:30 | -29.2 | 44.7218 | 11.1804 |  | 309.4746 | 12:30 | 101.46 | 12:30 | -29.21 | 44.7283 | 11.1821 |  | 309.5196
27.68 | 6.92 | 12:45 | 39.79 | 12:45 | -53.28 | 31.9959 | 7.999 |  | 221.4114 | 12:45 | 0 | 12:45 | 0 | 0 | 0 |  | 0 | 12:45 | 0 | 12:45 | -93.16 | 0 | 0 |  | 0 | 12:45 | 54.91 | 12:45 | -72.05 | 59.7092 | 14.9273 |  | 413.1875 | 12:45 | 0 | 12:45 | 0 | 0 | 0 |  | 0 | 12:45 | 37.32 | 12:45 | -58.02 | 32.6795 | 8.1699 |  | 226.1419 | 12:45 | 32.93 | 12:45 | 32.93 | 16.3659 | 4.0915 |  | 113.2518 | 12:45 | 0 | 12:45 | 0 | 0 | 0 |  | 0 | 12:45 | 101.45 | 12:45 | -29.21 | 44.7239 | 11.181 |  | 309.4891 | 12:45 | 101.47 | 12:45 | -29.2 | 44.7174 | 11.1793 |  | 309.4441 | 12:45 | 101.45 | 12:45 | -29.21 | 44.7239 | 11.181 |  | 309.4891
27.68 | 6.92 | 13:00 | 39.91 | 13:00 | -53.06 | 31.9598 | 7.99 | 32.0841 | 221.1621 | 13:00 | 0 | 13:00 | 0 | 0 | 0 | 0 | 0 | 13:00 | 0 | 13:00 | -92.43 | 0 | 0 | 33.1702 | 0 | 13:00 | 55.25 | 13:00 | -71.27 | 59.4285 | 14.8571 | 60.9146 | 411.2451 | 13:00 | 0 | 13:00 | 0 | 0 | 0 | 24.5105 | 0 | 13:00 | 0 | 13:00 | 0 | 0 | 0 | 0 | 0 | 13:00 | 34.35 | 13:00 | 34.35 | 17.8078 | 4.4519 | 16.8659 | 123.2297 | 13:00 | 0 | 13:00 | 0 | 0 | 0 | 0 | 0 | 13:00 | 100.01 | 13:00 | -30 | 45.2815 | 11.3204 | 45.0097 | 313.3476 | 13:00 | 100.03 | 13:00 | -29.99 | 45.2754 | 11.3189 | 45.0034 | 313.3058 | 13:00 | 100.01 | 13:00 | -30 | 45.2815 | 11.3204 | 45.0097 | 313.3476
27.68 | 6.92 | 13:15 | 39.9 | 13:15 | -53.06 | 31.9518 | 7.988 |  | 221.1067 | 13:15 | 0 | 13:15 | 0 | 0 | 0 |  | 0 | 13:15 | 0 | 13:15 | -92.47 | 0 | 0 |  | 0 | 13:15 | 55.32 | 13:15 | -71.12 | 59.3785 | 14.8446 |  | 410.8995 | 13:15 | 37.32 | 13:15 | -58.01 | 32.6738 | 8.1685 |  | 226.103 | 13:15 | 0 | 13:15 | 0 | 0 | 0 |  | 0 | 13:15 | 33.11 | 13:15 | 33.11 | 16.5453 | 4.1363 |  | 114.4933 | 13:15 | 0 | 13:15 | 0 | 0 | 0 |  | 0 | 13:15 | 100.78 | 13:15 | -29.58 | 44.9913 | 11.2478 |  | 311.3395 | 13:15 | 100.8 | 13:15 | -29.57 | 44.985 | 11.2462 |  | 311.296 | 13:15 | 100.78 | 13:15 | -29.58 | 44.9913 | 11.2478 |  | 311.3395
27.68 | 6.92 | 13:30 | 39.23 | 13:30 | -54.4 | 32.2087 | 8.0522 |  | 222.884 | 13:30 | 0 | 13:30 | 0 | 0 | 0 |  | 0 | 13:30 | 47.55 | 13:30 | -92.51 | 66.3888 | 16.5972 |  | 459.4105 | 13:30 | 47.52 | 13:30 | -87.05 | 62.4311 | 15.6078 |  | 432.0231 | 13:30 | 37.29 | 13:30 | -58.07 | 32.6813 | 8.1703 |  | 226.1549 | 13:30 | 0 | 13:30 | 0 | 0 | 0 |  | 0 | 13:30 | 33.11 | 13:30 | 33.11 | 16.5453 | 4.1363 |  | 114.4933 | 13:30 | 0 | 13:30 | 0 | 0 | 0 |  | 0 | 13:30 | 101.05 | 13:30 | -29.43 | 44.883 | 11.2208 |  | 310.5906 | 13:30 | 101.07 | 13:30 | -29.42 | 44.8767 | 11.2192 |  | 310.5465 | 13:30 | 101.05 | 13:30 | -29.43 | 44.883 | 11.2208 |  | 310.5906
27.68 | 6.92 | 13:45 | 39.21 | 13:45 | -54.44 | 32.2159 | 8.054 |  | 222.9342 | 13:45 | 0 | 13:45 | 0 | 0 | 0 |  | 0 | 13:45 | 47.46 | 13:45 | -92.55 | 66.2918 | 16.5729 |  | 458.7393 | 13:45 | 47.43 | 13:45 | -87.2 | 62.4202 | 15.6051 |  | 431.9479 | 13:45 | 37.29 | 13:45 | -58.08 | 32.687 | 8.1717 |  | 226.1938 | 13:45 | 0 | 13:45 | 0 | 0 | 0 |  | 0 | 13:45 | 33.13 | 13:45 | 33.13 | 16.5653 | 4.1413 |  | 114.6317 | 13:45 | 0 | 13:45 | 0 | 0 | 0 |  | 0 | 13:45 | 101.05 | 13:45 | -29.43 | 44.883 | 11.2208 |  | 310.5906 | 13:45 | 101.07 | 13:45 | -29.42 | 44.8767 | 11.2192 |  | 310.5465 | 13:45 | 101.05 | 13:45 | -29.43 | 44.883 | 11.2208 |  | 310.5906
27.68 | 6.92 | 14:00 | 39.14 | 14:00 | -54.56 | 32.2293 | 8.0573 | 32.0706 | 223.0267 | 14:00 | 0 | 14:00 | 0 | 0 | 0 | 0 | 0 | 14:00 | 46.71 | 14:00 | -93.44 | 65.8716 | 16.4679 | 16.4679 | 455.8316 | 14:00 | 46.68 | 14:00 | -88.53 | 62.3702 | 15.5925 | 60.4817 | 431.6016 | 14:00 | 37.23 | 14:00 | -58.18 | 32.6906 | 8.1726 | 32.6869 | 226.2187 | 14:00 | 0 | 14:00 | 0 | 0 | 0 | 0 | 0 | 14:00 | 33.01 | 14:00 | 33.01 | 16.4455 | 4.1114 | 16.4829 | 113.8028 | 14:00 | 0 | 14:00 | 0 | 0 | 0 | 0 | 0 | 14:00 | 101.44 | 14:00 | -29.22 | 44.7348 | 11.1837 | 44.8064 | 309.5645 | 14:00 | 101.46 | 14:00 | -29.21 | 44.7283 | 11.1821 | 44.8 | 309.5196 | 14:00 | 101.44 | 14:00 | -29.22 | 44.7348 | 11.1837 | 44.8064 | 309.5645
27.68 | 6.92 | 14:15 | 39.75 | 14:15 | -53.37 | 32.0177 | 8.0044 |  | 221.5624 | 14:15 | 0 | 14:15 | 0 | 0 | 0 |  | 0 | 14:15 | 0 | 14:15 | -93.54 | 0 | 0 |  | 0 | 14:15 | 54.7 | 14:15 | -72.52 | 59.8688 | 14.9672 |  | 414.2923 | 14:15 | 37.25 | 14:15 | -58.14 | 32.6856 | 8.1714 |  | 226.1846 | 14:15 | 0 | 14:15 | 0 | 0 | 0 |  | 0 | 14:15 | 33.04 | 14:15 | 33.04 | 16.4754 | 4.1188 |  | 114.0097 | 14:15 | 0 | 14:15 | 0 | 0 | 0 |  | 0 | 14:15 | 101.2 | 14:15 | -29.35 | 44.8275 | 11.2069 |  | 310.2061 | 14:15 | 101.22 | 14:15 | -29.34 | 44.8211 | 11.2053 |  | 310.1617 | 14:15 | 101.2 | 14:15 | -29.35 | 44.8275 | 11.2069 |  | 310.2061
27.68 | 6.92 | 14:30 | 39.75 | 14:30 | -53.37 | 32.0177 | 8.0044 |  | 221.5624 | 14:30 | 0 | 14:30 | 0 | 0 | 0 |  | 0 | 14:30 | 0 | 14:30 | 0 | 0 | 0 |  | 0 | 14:30 | 54.72 | 14:30 | -72.47 | 59.8494 | 14.9624 |  | 414.158 | 14:30 | 37.25 | 14:30 | -58.14 | 32.6856 | 8.1714 |  | 226.1846 | 14:30 | 0 | 14:30 | 0 | 0 | 0 |  | 0 | 14:30 | 33.06 | 14:30 | 33.06 | 16.4953 | 4.1238 |  | 114.1478 | 14:30 | 0 | 14:30 | 0 | 0 | 0 |  | 0 | 14:30 | 101.18 | 14:30 | -29.36 | 44.8339 | 11.2085 |  | 310.2505 | 14:30 | 101.2 | 14:30 | -29.35 | 44.8275 | 11.2069 |  | 310.2061 | 14:30 | 101.18 | 14:30 | -29.36 | 44.8339 | 11.2085 |  | 310.2505
27.68 | 6.92 | 14:45 | 39.75 | 14:45 | -53.37 | 32.0177 | 8.0044 |  | 221.5624 | 14:45 | 0 | 14:45 | 0 | 0 | 0 |  | 0 | 14:45 | 0 | 14:45 | 0 | 0 | 0 |  | 0 | 14:45 | 54.74 | 14:45 | -72.43 | 59.8383 | 14.9596 |  | 414.0807 | 14:45 | 37.25 | 14:45 | -58.14 | 32.6856 | 8.1714 |  | 226.1846 | 14:45 | 0 | 14:45 | 0 | 0 | 0 |  | 0 | 14:45 | 33.08 | 14:45 | 33.08 | 16.5153 | 4.1288 |  | 114.2859 | 14:45 | 0 | 14:45 | 0 | 0 | 0 |  | 0 | 14:45 | 101.17 | 14:45 | -29.36 | 44.8295 | 11.2074 |  | 310.2198 | 14:45 | 101.19 | 14:45 | -29.35 | 44.823 | 11.2058 |  | 310.1755 | 14:45 | 101.17 | 14:45 | -29.36 | 44.8295 | 11.2074 |  | 310.2198
27.68 | 6.92 | 15:00 | 39.84 | 15:00 | -53.18 | 31.9759 | 7.994 | 31.9774 | 221.2735 | 15:00 | 0 | 15:00 | 0 | 0 | 0 | 0 | 0 | 15:00 | 0 | 15:00 | 0 | 0 | 0 | 0 | 0 | 15:00 | 55.16 | 15:00 | -71.47 | 59.4982 | 14.8745 | 59.4191 | 411.7274 | 15:00 | 37.49 | 15:00 | -57.71 | 32.6529 | 8.1632 | 32.6453 | 225.9583 | 15:00 | 0 | 15:00 | 0 | 0 | 0 | 0 | 0 | 15:00 | 33.05 | 15:00 | 33.05 | 16.4854 | 4.1213 | 16.5103 | 114.0787 | 15:00 | 0 | 15:00 | 0 | 0 | 0 | 0 | 0 | 15:00 | 100.91 | 15:00 | -29.51 | 44.9427 | 11.2357 | 44.943 | 311.0034 | 15:00 | 100.93 | 15:00 | -29.49 | 44.9211 | 11.2303 | 44.9328 | 310.8542 | 15:00 | 100.91 | 15:00 | -29.51 | 44.9427 | 11.2357 | 44.943 | 311.0034
27.68 | 6.92 | 15:15 | 39.85 | 15:15 | -53.18 | 31.984 | 7.996 |  | 221.329 | 15:15 | 0 | 15:15 | 0 | 0 | 0 |  | 0 | 15:15 | 0 | 15:15 | 0 | 0 | 0 |  | 0 | 15:15 | 55.24 | 15:15 | -71.31 | 59.4511 | 14.8628 |  | 411.4015 | 15:15 | 37.49 | 15:15 | -57.69 | 32.6416 | 8.1604 |  | 225.88 | 15:15 | 0 | 15:15 | 0 | 0 | 0 |  | 0 | 15:15 | 33.07 | 15:15 | 33.07 | 16.5053 | 4.1263 |  | 114.2168 | 15:15 | 0 | 15:15 | 0 | 0 | 0 |  | 0 | 15:15 | 100.89 | 15:15 | -29.51 | 44.9338 | 11.2334 |  | 310.9418 | 15:15 | 100.91 | 15:15 | -29.5 | 44.9275 | 11.2319 |  | 310.898 | 15:15 | 100.89 | 15:15 | -29.51 | 44.9338 | 11.2334 |  | 310.9418
27.68 | 6.92 | 15:30 | 39.85 | 15:30 | -53.17 | 31.978 | 7.9945 |  | 221.2874 | 15:30 | 0 | 15:30 | 0 | 0 | 0 |  | 0 | 15:30 | 0 | 15:30 | 0 | 0 | 0 |  | 0 | 15:30 | 55.31 | 15:30 | -71.15 | 59.3929 | 14.8482 |  | 410.9986 | 15:30 | 37.5 | 15:30 | -57.68 | 32.6447 | 8.1612 |  | 225.9011 | 15:30 | 0 | 15:30 | 0 | 0 | 0 |  | 0 | 15:30 | 33.08 | 15:30 | 33.08 | 16.5153 | 4.1288 |  | 114.2859 | 15:30 | 0 | 15:30 | 0 | 0 | 0 |  | 0 | 15:30 | 100.88 | 15:30 | -29.52 | 44.9446 | 11.2361 |  | 311.0163 | 15:30 | 100.9 | 15:30 | -29.51 | 44.9382 | 11.2346 |  | 310.9726 | 15:30 | 100.88 | 15:30 | -29.52 | 44.9446 | 11.2361 |  | 311.0163
27.68 | 6.92 | 15:45 | 39.85 | 15:45 | -53.16 | 31.9719 | 7.993 |  | 221.2458 | 15:45 | 0 | 15:45 | 0 | 0 | 0 |  | 0 | 15:45 | 0 | 15:45 | 0 | 0 | 0 |  | 0 | 15:45 | 55.38 | 15:45 | -70.99 | 59.3343 | 14.8336 |  | 410.5933 | 15:45 | 37.51 | 15:45 | -57.66 | 32.642 | 8.1605 |  | 225.8829 | 15:45 | 0 | 15:45 | 0 | 0 | 0 |  | 0 | 15:45 | 33.1 | 15:45 | 33.1 | 16.5353 | 4.1338 |  | 114.4242 | 15:45 | 0 | 15:45 | 0 | 0 | 0 |  | 0 | 15:45 | 100.86 | 15:45 | -29.53 | 44.9509 | 11.2377 |  | 311.06 | 15:45 | 100.88 | 15:45 | -29.52 | 44.9446 | 11.2361 |  | 311.0163 | 15:45 | 100.86 | 15:45 | -29.53 | 44.9509 | 11.2377 |  | 311.06
27.68 | 6.92 | 16:00 | 39.77 | 16:00 | -53.33 | 32.0098 | 8.0024 | 32.1305 | 221.5077 | 16:00 | 0 | 16:00 | 0 | 0 | 0 | 0 | 0 | 16:00 | 0 | 16:00 | 0 | 0 | 0 | 32.9544 | 0 | 16:00 | 55.29 | 16:00 | -71.18 | 59.3964 | 14.8491 | 60.8951 | 411.0232 | 16:00 | 37.57 | 16:00 | -57.56 | 32.6376 | 8.1594 | 24.4747 | 225.8519 | 16:00 | 0 | 16:00 | 0 | 0 | 0 | 8.2053 | 0 | 16:00 | 33.34 | 16:00 | 33.34 | 16.7759 | 4.194 | 15.8714 | 116.0895 | 16:00 | 0 | 16:00 | 0 | 0 | 0 | 5.7894 | 0 | 16:00 | 101.43 | 16:00 | -29.22 | 44.7303 | 11.1826 | 44.6626 | 309.534 | 16:00 | 101.45 | 16:00 | -29.21 | 44.7239 | 11.181 | 44.6522 | 309.4891 | 16:00 | 101.43 | 16:00 | -29.22 | 44.7303 | 11.1826 | 44.6626 | 309.534
27.68 | 6.92 | 16:15 | 39.77 | 16:15 | -53.33 | 32.0098 | 8.0024 |  | 221.5077 | 16:15 | 0 | 16:15 | 0 | 0 | 0 |  | 0 | 16:15 | 0 | 16:15 | -91.94 | 0 | 0 |  | 0 | 16:15 | 55.34 | 16:15 | -71.06 | 59.3499 | 14.8375 |  | 410.7013 | 16:15 | 37.58 | 16:15 | -57.53 | 32.6292 | 8.1573 |  | 225.7943 | 16:15 | 0 | 16:15 | 0 | 0 | 0 |  | 0 | 16:15 | 33.36 | 16:15 | 33.36 | 16.7961 | 4.199 |  | 116.2288 | 16:15 | 0 | 16:15 | 0 | 0 | 0 |  | 0 | 16:15 | 101.42 | 16:15 | -29.23 | 44.7412 | 11.1853 |  | 309.6094 | 16:15 | 101.44 | 16:15 | -29.21 | 44.7194 | 11.1799 |  | 309.4586 | 16:15 | 101.42 | 16:15 | -29.23 | 44.7412 | 11.1853 |  | 309.6094
27.68 | 6.92 | 16:30 | 39.09 | 16:30 | -54.65 | 32.2412 | 8.0603 |  | 223.1093 | 16:30 | 0 | 16:30 | 0 | 0 | 0 |  | 0 | 16:30 | 47.51 | 16:30 | -92 | 65.9673 | 16.4918 |  | 456.4935 | 16:30 | 47.48 | 16:30 | -87.11 | 62.4215 | 15.6054 |  | 431.957 | 16:30 | 37.57 | 16:30 | -57.55 | 32.6319 | 8.158 |  | 225.8127 | 16:30 | 0 | 16:30 | 0 | 0 | 0 |  | 0 | 16:30 | 33.37 | 16:30 | 33.37 | 16.8061 | 4.2015 |  | 116.2985 | 16:30 | 0 | 16:30 | 0 | 0 | 0 |  | 0 | 16:30 | 101.66 | 16:30 | -29.1 | 44.6477 | 11.1619 |  | 308.9618 | 16:30 | 101.68 | 16:30 | -29.09 | 44.6411 | 11.1603 |  | 308.9164 | 16:30 | 101.66 | 16:30 | -29.1 | 44.6477 | 11.1619 |  | 308.9618
27.68 | 6.92 | 16:45 | 39.05 | 16:45 | -54.74 | 32.2613 | 8.0653 |  | 223.248 | 16:45 | 0 | 16:45 | 0 | 0 | 0 |  | 0 | 16:45 | 47.4 | 16:45 | -92.05 | 65.8503 | 16.4626 |  | 455.6841 | 16:45 | 47.37 | 16:45 | -87.3 | 62.4127 | 15.6032 |  | 431.8962 | 16:45 | 0 | 16:45 | 0 | 0 | 0 |  | 0 | 16:45 | 35.91 | 16:45 | -60.56 | 32.8214 | 8.2053 |  | 227.124 | 16:45 | 29.47 | 16:45 | 29.47 | 13.1074 | 3.2768 |  | 90.7031 | 16:45 | 29.61 | 16:45 | -51.82 | 23.1575 | 5.7894 |  | 160.2498 | 16:45 | 101.92 | 16:45 | -28.95 | 44.5311 | 11.1328 |  | 308.1554 | 16:45 | 101.94 | 16:45 | -28.94 | 44.5245 | 11.1311 |  | 308.1094 | 16:45 | 101.92 | 16:45 | -28.95 | 44.5311 | 11.1328 |  | 308.1554
10.94 | 2.735 | 17:00 | 39.28 | 17:00 | -54.29 | 32.1845 | 8.0461 | 32.1948 | 88.0246 | 17:00 | 0 | 17:00 | 0 | 0 | 0 | 0 | 0 | 17:00 | 47.73 | 17:00 | -91.75 | 66.0926 | 16.5232 | 65.9672 | 180.7634 | 17:00 | 47.7 | 17:00 | -86.71 | 62.4228 | 15.6057 | 62.4253 | 170.7263 | 17:00 | 0 | 17:00 | 0 | 0 | 0 | 0 | 0 | 17:00 | 36.01 | 17:00 | -60.39 | 32.8204 | 8.2051 | 32.8164 | 89.7638 | 17:00 | 29.53 | 17:00 | 29.53 | 13.1608 | 3.2902 | 13.1474 | 35.9948 | 17:00 | 29.49 | 17:00 | -51.61 | 22.9702 | 5.7425 | 22.9829 | 62.8234 | 17:00 | 101.3 | 17:00 | -29.29 | 44.78 | 11.195 | 44.7687 | 122.4734 | 17:00 | 101.32 | 17:00 | -29.28 | 44.7736 | 11.1934 | 44.7623 | 122.4558 | 17:00 | 101.3 | 17:00 | -29.29 | 44.78 | 11.195 | 44.7687 | 122.4734
10.94 | 2.735 | 17:15 | 39.27 | 17:15 | -54.32 | 32.1941 | 8.0485 |  | 88.0509 | 17:15 | 0 | 17:15 | 0 | 0 | 0 |  | 0 | 17:15 | 47.66 | 17:15 | -91.77 | 66.0101 | 16.5025 |  | 180.5376 | 17:15 | 47.63 | 17:15 | -86.84 | 62.4246 | 15.6062 |  | 170.7314 | 17:15 | 0 | 17:15 | 0 | 0 | 0 |  | 0 | 17:15 | 36.02 | 17:15 | -60.37 | 32.8186 | 8.2047 |  | 89.759 | 17:15 | 29.52 | 17:15 | 29.52 | 13.1519 | 3.288 |  | 35.9704 | 17:15 | 29.48 | 17:15 | -51.65 | 22.9802 | 5.745 |  | 62.8508 | 17:15 | 101.32 | 17:15 | -29.28 | 44.7736 | 11.1934 |  | 122.4558 | 17:15 | 101.34 | 17:15 | -29.27 | 44.7671 | 11.1918 |  | 122.4381 | 17:15 | 101.32 | 17:15 | -29.28 | 44.7736 | 11.1934 |  | 122.4558
10.94 | 2.735 | 17:30 | 39.25 | 17:30 | -54.35 | 32.1955 | 8.0489 |  | 88.0546 | 17:30 | 0 | 17:30 | 0 | 0 | 0 |  | 0 | 17:30 | 47.58 | 17:30 | -91.8 | 65.9208 | 16.4802 |  | 180.2935 | 17:30 | 47.56 | 17:30 | -86.97 | 62.4262 | 15.6066 |  | 170.7357 | 17:30 | 0 | 17:30 | 0 | 0 | 0 |  | 0 | 17:30 | 36.03 | 17:30 | -60.35 | 32.8169 | 8.2042 |  | 89.7541 | 17:30 | 29.51 | 17:30 | 29.51 | 13.143 | 3.2857 |  | 35.9461 | 17:30 | 29.47 | 17:30 | -51.68 | 22.9857 | 5.7464 |  | 62.866 | 17:30 | 101.35 | 17:30 | -29.27 | 44.7715 | 11.1929 |  | 122.4502 | 17:30 | 101.37 | 17:30 | -29.26 | 44.7651 | 11.1913 |  | 122.4325 | 17:30 | 101.35 | 17:30 | -29.27 | 44.7715 | 11.1929 |  | 122.4502
10.94 | 2.735 | 17:45 | 39.24 | 17:45 | -54.38 | 32.205 | 8.0513 |  | 88.0808 | 17:45 | 0 | 17:45 | 0 | 0 | 0 |  | 0 | 17:45 | 47.51 | 17:45 | -91.83 | 65.8454 | 16.4613 |  | 180.0871 | 17:45 | 47.49 | 17:45 | -87.1 | 62.4275 | 15.6069 |  | 170.7392 | 17:45 | 0 | 17:45 | 0 | 0 | 0 |  | 0 | 17:45 | 36.04 | 17:45 | -60.32 | 32.8097 | 8.2024 |  | 89.7344 | 17:45 | 29.5 | 17:45 | 29.5 | 13.1341 | 3.2835 |  | 35.9217 | 17:45 | 29.46 | 17:45 | -51.72 | 22.9957 | 5.7489 |  | 62.8933 | 17:45 | 101.37 | 17:45 | -29.25 | 44.7498 | 11.1874 |  | 122.3907 | 17:45 | 101.39 | 17:45 | -29.24 | 44.7433 | 11.1858 |  | 122.373 | 17:45 | 101.37 | 17:45 | -29.25 | 44.7498 | 11.1874 |  | 122.3907
10.94 | 2.735 | 18:00 | 39.27 | 18:00 | -54.31 | 32.1882 | 8.047 | 32.1951 | 88.0347 | 18:00 | 0 | 18:00 | 0 | 0 | 0 | 0 | 0 | 18:00 | 47.35 | 18:00 | -91.99 | 65.738 | 16.4345 | 65.6227 | 179.7933 | 18:00 | 47.33 | 18:00 | -87.38 | 62.4172 | 15.6043 | 62.4099 | 170.711 | 18:00 | 0 | 18:00 | 0 | 0 | 0 | 0 | 0 | 18:00 | 36.12 | 18:00 | -60.18 | 32.8062 | 8.2015 | 32.8075 | 89.7249 | 18:00 | 29.15 | 18:00 | 29.15 | 12.8243 | 3.2061 | 12.8001 | 35.0744 | 18:00 | 29.11 | 18:00 | -52.79 | 23.1926 | 5.7982 | 23.2082 | 63.4318 | 18:00 | 102.01 | 18:00 | -28.91 | 44.5089 | 11.1272 | 44.4855 | 121.7317 | 18:00 | 102.03 | 18:00 | -28.9 | 44.5022 | 11.1255 | 44.4789 | 121.7135 | 18:00 | 102.01 | 18:00 | -28.91 | 44.5089 | 11.1272 | 44.4855 | 121.7317
10.94 | 2.735 | 18:15 | 39.26 | 18:15 | -54.33 | 32.1918 | 8.048 |  | 88.0447 | 18:15 | 0 | 18:15 | 0 | 0 | 0 |  | 0 | 18:15 | 47.28 | 18:15 | -92.03 | 65.6693 | 16.4173 |  | 179.6056 | 18:15 | 47.25 | 18:15 | -87.52 | 62.4115 | 15.6029 |  | 170.6955 | 18:15 | 0 | 18:15 | 0 | 0 | 0 |  | 0 | 18:15 | 36.14 | 18:15 | -60.16 | 32.8134 | 8.2034 |  | 89.7447 | 18:15 | 29.13 | 18:15 | 29.13 | 12.8067 | 3.2017 |  | 35.0263 | 18:15 | 29.09 | 18:15 | -52.85 | 23.203 | 5.8008 |  | 63.4602 | 18:15 | 102.04 | 18:15 | -28.89 | 44.4912 | 11.1228 |  | 121.6833 | 18:15 | 102.06 | 18:15 | -28.88 | 44.4845 | 11.1211 |  | 121.665 | 18:15 | 102.04 | 18:15 | -28.89 | 44.4912 | 11.1228 |  | 121.6833
10.94 | 2.735 | 18:30 | 39.25 | 18:30 | -54.35 | 32.1955 | 8.0489 |  | 88.0546 | 18:30 | 0 | 18:30 | 0 | 0 | 0 |  | 0 | 18:30 | 47.2 | 18:30 | -92.07 | 65.5867 | 16.3967 |  | 179.3796 | 18:30 | 47.17 | 18:30 | -87.66 | 62.4055 | 15.6014 |  | 170.6791 | 18:30 | 0 | 18:30 | 0 | 0 | 0 |  | 0 | 18:30 | 36.15 | 18:30 | -60.13 | 32.8061 | 8.2015 |  | 89.7248 | 18:30 | 29.11 | 18:30 | 29.11 | 12.7891 | 3.1973 |  | 34.9782 | 18:30 | 29.07 | 18:30 | -52.91 | 23.2134 | 5.8033 |  | 63.4886 | 18:30 | 102.08 | 18:30 | -28.87 | 44.4778 | 11.1194 |  | 121.6467 | 18:30 | 102.1 | 18:30 | -28.86 | 44.4711 | 11.1178 |  | 121.6284 | 18:30 | 102.08 | 18:30 | -28.87 | 44.4778 | 11.1194 |  | 121.6467
10.94 | 2.735 | 18:45 | 39.24 | 18:45 | -54.38 | 32.205 | 8.0513 |  | 88.0808 | 18:45 | 0 | 18:45 | 0 | 0 | 0 |  | 0 | 18:45 | 47.12 | 18:45 | -92.1 | 65.4969 | 16.3742 |  | 179.1339 | 18:45 | 47.1 | 18:45 | -87.79 | 62.4053 | 15.6013 |  | 170.6785 | 18:45 | 0 | 18:45 | 0 | 0 | 0 |  | 0 | 18:45 | 36.16 | 18:45 | -60.11 | 32.8043 | 8.2011 |  | 89.7198 | 18:45 | 29.1 | 18:45 | 29.1 | 12.7803 | 3.1951 |  | 34.9542 | 18:45 | 29.05 | 18:45 | -52.97 | 23.2237 | 5.8059 |  | 63.5169 | 18:45 | 102.12 | 18:45 | -28.85 | 44.4644 | 11.1161 |  | 121.6101 | 18:45 | 102.14 | 18:45 | -28.84 | 44.4577 | 11.1144 |  | 121.5917 | 18:45 | 102.12 | 18:45 | -28.85 | 44.4644 | 11.1161 |  | 121.6101
10.94 | 2.735 | 19:00 | 38.97 | 19:00 | -54.89 | 32.2834 | 8.0709 | 32.2472 | 88.2951 | 19:00 | 0 | 19:00 | 0 | 0 | 0 | 0 | 0 | 19:00 | 46.85 | 19:00 | -92.22 | 65.2064 | 16.3016 | 48.846 | 178.3396 | 19:00 | 46.82 | 19:00 | -88.28 | 62.3806 | 15.5951 | 61.8316 | 170.6109 | 19:00 | 0 | 19:00 | 0 | 0 | 0 | 0 | 0 | 19:00 | 36.08 | 19:00 | -60.25 | 32.808 | 8.202 | 32.8084 | 89.7298 | 19:00 | 29.31 | 19:00 | 29.31 | 12.9654 | 3.2414 | 12.95 | 35.4605 | 19:00 | 29.27 | 19:00 | -52.3 | 23.1036 | 5.7759 | 23.1152 | 63.1884 | 19:00 | 101.94 | 19:00 | -28.94 | 44.5245 | 11.1311 | 44.5266 | 121.7744 | 19:00 | 101.96 | 19:00 | -28.93 | 44.5178 | 11.1295 | 44.52 | 121.7562 | 19:00 | 101.94 | 19:00 | -28.94 | 44.5245 | 11.1311 | 44.5266 | 121.7744
10.94 | 2.735 | 19:15 | 38.95 | 19:15 | -54.93 | 32.2903 | 8.0726 |  | 88.3141 | 19:15 | 0 | 19:15 | 0 | 0 | 0 |  | 0 | 19:15 | 46.77 | 19:15 | -92.27 | 65.1304 | 16.2826 |  | 178.1316 | 19:15 | 46.74 | 19:15 | -88.42 | 62.3727 | 15.5932 |  | 170.5895 | 19:15 | 0 | 19:15 | 0 | 0 | 0 |  | 0 | 19:15 | 36.09 | 19:15 | -60.23 | 32.8062 | 8.2015 |  | 89.7248 | 19:15 | 29.3 | 19:15 | 29.3 | 12.9566 | 3.2391 |  | 35.4363 | 19:15 | 29.26 | 19:15 | -52.34 | 23.1134 | 5.7783 |  | 63.2151 | 19:15 | 101.97 | 19:15 | -28.92 | 44.5068 | 11.1267 |  | 121.7261 | 19:15 | 101.99 | 19:15 | -28.91 | 44.5001 | 11.125 |  | 121.7079 | 19:15 | 101.97 | 19:15 | -28.92 | 44.5068 | 11.1267 |  | 121.7261
10.94 | 2.735 | 19:30 | 38.93 | 19:30 | -54.97 | 32.2973 | 8.0743 |  | 88.333 | 19:30 | 0 | 19:30 | 0 | 0 | 0 |  | 0 | 19:30 | 46.69 | 19:30 | -92.31 | 65.0472 | 16.2618 |  | 177.904 | 19:30 | 46.66 | 19:30 | -88.56 | 62.3646 | 15.5911 |  | 170.5671 | 19:30 | 0 | 19:30 | 0 | 0 | 0 |  | 0 | 19:30 | 36.1 | 19:30 | -60.22 | 32.8098 | 8.2025 |  | 89.7348 | 19:30 | 29.28 | 19:30 | 29.28 | 12.9389 | 3.2347 |  | 35.3879 | 19:30 | 29.24 | 19:30 | -52.39 | 23.1197 | 5.7799 |  | 63.2323 | 19:30 | 102.01 | 19:30 | -28.91 | 44.5089 | 11.1272 |  | 121.7317 | 19:30 | 102.03 | 19:30 | -28.9 | 44.5022 | 11.1255 |  | 121.7135 | 19:30 | 102.01 | 19:30 | -28.91 | 44.5089 | 11.1272 |  | 121.7317
10.94 | 2.735 | 19:45 | 39.46 | 19:45 | -53.93 | 32.1176 | 8.0294 |  | 87.8416 | 19:45 | 0 | 19:45 | 0 | 0 | 0 |  | 0 | 19:45 | 0 | 19:45 | -92.35 | 0 | 0 |  | 0 | 19:45 | 54.24 | 19:45 | -73.55 | 60.2085 | 15.0521 |  | 164.6703 | 19:45 | 0 | 19:45 | 0 | 0 | 0 |  | 0 | 19:45 | 36.13 | 19:45 | -60.17 | 32.8098 | 8.2025 |  | 89.7348 | 19:45 | 29.28 | 19:45 | 29.28 | 12.9389 | 3.2347 |  | 35.3879 | 19:45 | 29.24 | 19:45 | -52.4 | 23.1241 | 5.781 |  | 63.2443 | 19:45 | 101.86 | 19:45 | -28.99 | 44.5664 | 11.1416 |  | 121.8891 | 19:45 | 101.88 | 19:45 | -28.98 | 44.5598 | 11.1399 |  | 121.871 | 19:45 | 101.86 | 19:45 | -28.99 | 44.5664 | 11.1416 |  | 121.8891
10.94 | 2.735 | 20:00 | 39.45 | 20:00 | -53.97 | 32.1333 | 8.0333 | 32.1279 | 87.8845 | 20:00 | 0 | 20:00 | 0 | 0 | 0 | 0 | 0 | 20:00 | 0 | 20:00 | -92.14 | 0 | 0 | 0 | 0 | 20:00 | 54.42 | 20:00 | -73.14 | 60.0716 | 15.0179 | 59.9877 | 164.2958 | 20:00 | 0 | 20:00 | 0 | 0 | 0 | 0 | 0 | 20:00 | 35.9 | 20:00 | -60.58 | 32.8231 | 8.2058 | 32.8199 | 89.7711 | 20:00 | 29.27 | 20:00 | 29.27 | 12.9301 | 3.2325 | 12.9102 | 35.3638 | 20:00 | 29.23 | 20:00 | -52.44 | 23.1338 | 5.7835 | 23.1424 | 63.271 | 20:00 | 102.52 | 20:00 | -28.63 | 44.2982 | 11.0745 | 44.2802 | 121.1554 | 20:00 | 102.54 | 20:00 | -28.62 | 44.2913 | 11.0728 | 44.2694 | 121.1368 | 20:00 | 102.52 | 20:00 | -28.63 | 44.2982 | 11.0745 | 44.2802 | 121.1554
10.94 | 2.735 | 20:15 | 39.45 | 20:15 | -53.96 | 32.1273 | 8.0318 |  | 87.8682 | 20:15 | 0 | 20:15 | 0 | 0 | 0 |  | 0 | 20:15 | 0 | 20:15 | -92.16 | 0 | 0 |  | 0 | 20:15 | 54.51 | 20:15 | -72.96 | 60.0229 | 15.0057 |  | 164.1625 | 20:15 | 0 | 20:15 | 0 | 0 | 0 |  | 0 | 20:15 | 35.9 | 20:15 | -60.57 | 32.8177 | 8.2044 |  | 89.7563 | 20:15 | 29.25 | 20:15 | 29.25 | 12.9124 | 3.2281 |  | 35.3154 | 20:15 | 29.21 | 20:15 | -52.48 | 23.1356 | 5.7839 |  | 63.2759 | 20:15 | 102.54 | 20:15 | -28.62 | 44.2913 | 11.0728 |  | 121.1368 | 20:15 | 102.56 | 20:15 | -28.6 | 44.269 | 11.0672 |  | 121.0757 | 20:15 | 102.54 | 20:15 | -28.62 | 44.2913 | 11.0728 |  | 121.1368
10.94 | 2.735 | 20:30 | 39.45 | 20:30 | -53.95 | 32.1214 | 8.0303 |  | 87.852 | 20:30 | 0 | 20:30 | 0 | 0 | 0 |  | 0 | 20:30 | 0 | 20:30 | -92.18 | 0 | 0 |  | 0 | 20:30 | 54.59 | 20:30 | -72.78 | 59.9626 | 14.9907 |  | 163.9978 | 20:30 | 0 | 20:30 | 0 | 0 | 0 |  | 0 | 20:30 | 35.9 | 20:30 | -60.57 | 32.8177 | 8.2044 |  | 89.7563 | 20:30 | 29.24 | 20:30 | 29.24 | 12.9036 | 3.2259 |  | 35.2913 | 20:30 | 29.2 | 20:30 | -52.52 | 23.1453 | 5.7863 |  | 63.3025 | 20:30 | 102.56 | 20:30 | -28.6 | 44.269 | 11.0672 |  | 121.0757 | 20:30 | 102.58 | 20:30 | -28.59 | 44.2621 | 11.0655 |  | 121.057 | 20:30 | 102.56 | 20:30 | -28.6 | 44.269 | 11.0672 |  | 121.0757
10.94 | 2.735 | 20:45 | 39.46 | 20:45 | -53.95 | 32.1295 | 8.0324 |  | 87.8742 | 20:45 | 0 | 20:45 | 0 | 0 | 0 |  | 0 | 20:45 | 0 | 20:45 | -92.21 | 0 | 0 |  | 0 | 20:45 | 54.67 | 20:45 | -72.59 | 59.8938 | 14.9734 |  | 163.8094 | 20:45 | 0 | 20:45 | 0 | 0 | 0 |  | 0 | 20:45 | 35.91 | 20:45 | -60.56 | 32.8214 | 8.2053 |  | 89.7665 | 20:45 | 29.23 | 20:45 | 29.23 | 12.8948 | 3.2237 |  | 35.2672 | 20:45 | 29.19 | 20:45 | -52.56 | 23.155 | 5.7888 |  | 63.329 | 20:45 | 102.58 | 20:45 | -28.59 | 44.2621 | 11.0655 |  | 121.057 | 20:45 | 102.6 | 20:45 | -28.58 | 44.2553 | 11.0638 |  | 121.0382 | 20:45 | 102.58 | 20:45 | -28.59 | 44.2621 | 11.0655 |  | 121.057
6.72 | 1.68 | 21:00 | 39.51 | 21:00 | -53.84 | 32.1046 | 8.0262 | 32.1029 | 53.9358 | 21:00 | 0 | 21:00 | 0 | 0 | 0 | 0 | 0 | 21:00 | 0 | 21:00 | -92.22 | 0 | 0 | 0 | 0 | 21:00 | 54.77 | 21:00 | -72.36 | 59.8132 | 14.9533 | 59.716 | 100.4862 | 21:00 | 36.05 | 21:00 | -60.32 | 32.8188 | 8.2047 | 32.816 | 55.1355 | 21:00 | 0 | 21:00 | 0 | 0 | 0 | 0 | 0 | 21:00 | 28.95 | 21:00 | 28.95 | 12.6489 | 3.1622 | 12.6249 | 21.2502 | 21:00 | 28.9 | 21:00 | -53.43 | 23.3044 | 5.8261 | 23.319 | 39.1515 | 21:00 | 101.69 | 21:00 | -29.08 | 44.6301 | 11.1575 | 44.6285 | 74.9786 | 21:00 | 101.71 | 21:00 | -29.07 | 44.6236 | 11.1559 | 44.6192 | 74.9676 | 21:00 | 101.69 | 21:00 | -29.08 | 44.6301 | 11.1575 | 44.6285 | 74.9786
6.72 | 1.68 | 21:15 | 39.52 | 21:15 | -53.83 | 32.1068 | 8.0267 |  | 53.9394 | 21:15 | 0 | 21:15 | 0 | 0 | 0 |  | 0 | 21:15 | 0 | 21:15 | -92.24 | 0 | 0 |  | 0 | 21:15 | 54.86 | 21:15 | -72.17 | 59.7542 | 14.9385 |  | 100.387 | 21:15 | 36.05 | 21:15 | -60.32 | 32.8188 | 8.2047 |  | 55.1355 | 21:15 | 0 | 21:15 | 0 | 0 | 0 |  | 0 | 21:15 | 28.93 | 21:15 | 28.93 | 12.6314 | 3.1579 |  | 21.2208 | 21:15 | 28.89 | 21:15 | -53.48 | 23.3182 | 5.8295 |  | 39.1745 | 21:15 | 101.69 | 21:15 | -29.08 | 44.6301 | 11.1575 |  | 74.9786 | 21:15 | 101.71 | 21:15 | -29.07 | 44.6236 | 11.1559 |  | 74.9676 | 21:15 | 101.69 | 21:15 | -29.08 | 44.6301 | 11.1575 |  | 74.9786
6.72 | 1.68 | 21:30 | 39.53 | 21:30 | -53.81 | 32.103 | 8.0257 |  | 53.933 | 21:30 | 0 | 21:30 | 0 | 0 | 0 |  | 0 | 21:30 | 0 | 21:30 | -92.26 | 0 | 0 |  | 0 | 21:30 | 54.94 | 21:30 | -71.98 | 59.6838 | 14.9209 |  | 100.2687 | 21:30 | 36.05 | 21:30 | -60.31 | 32.8133 | 8.2033 |  | 55.1264 | 21:30 | 0 | 21:30 | 0 | 0 | 0 |  | 0 | 21:30 | 28.91 | 21:30 | 28.91 | 12.614 | 3.1535 |  | 21.1915 | 21:30 | 28.87 | 21:30 | -53.53 | 23.3238 | 5.831 |  | 39.184 | 21:30 | 101.7 | 21:30 | -29.08 | 44.6345 | 11.1586 |  | 74.986 | 21:30 | 101.72 | 21:30 | -29.06 | 44.6126 | 11.1532 |  | 74.9492 | 21:30 | 101.7 | 21:30 | -29.08 | 44.6345 | 11.1586 |  | 74.986
6.72 | 1.68 | 21:45 | 39.53 | 21:45 | -53.8 | 32.097 | 8.0243 |  | 53.923 | 21:45 | 0 | 21:45 | 0 | 0 | 0 |  | 0 | 21:45 | 0 | 21:45 | -92.28 | 0 | 0 |  | 0 | 21:45 | 55.02 | 21:45 | -71.79 | 59.6129 | 14.9032 |  | 100.1497 | 21:45 | 36.05 | 21:45 | -60.31 | 32.8133 | 8.2033 |  | 55.1264 | 21:45 | 0 | 21:45 | 0 | 0 | 0 |  | 0 | 21:45 | 28.9 | 21:45 | 28.9 | 12.6052 | 3.1513 |  | 21.1768 | 21:45 | 28.85 | 21:45 | -53.58 | 23.3294 | 5.8324 |  | 39.1934 | 21:45 | 101.7 | 21:45 | -29.07 | 44.6192 | 11.1548 |  | 74.9602 | 21:45 | 101.73 | 21:45 | -29.06 | 44.617 | 11.1542 |  | 74.9565 | 21:45 | 101.7 | 21:45 | -29.07 | 44.6192 | 11.1548 |  | 74.9602
6.72 | 1.68 | 22:00 | 39.41 | 22:00 | -54.03 | 32.1364 | 8.0341 | 32.2768 | 53.9891 | 22:00 | 0 | 22:00 | 0 | 0 | 0 | 0 | 0 | 22:00 | 0 | 22:00 | -93.34 | 0 | 0 | 16.4573 | 0 | 22:00 | 54.66 | 22:00 | -72.62 | 59.9075 | 14.9769 | 61.7426 | 100.6447 | 22:00 | 36.32 | 22:00 | -59.84 | 32.8015 | 8.2004 | 32.7968 | 55.1064 | 22:00 | 0 | 22:00 | 0 | 0 | 0 | 0 | 0 | 22:00 | 29.17 | 22:00 | 29.17 | 12.8419 | 3.2105 | 12.8199 | 21.5744 | 22:00 | 29.13 | 22:00 | -52.75 | 23.191 | 5.7977 | 23.2007 | 38.9608 | 22:00 | 101.23 | 22:00 | -29.33 | 44.8102 | 11.2026 | 44.7644 | 75.2811 | 22:00 | 101.25 | 22:00 | -29.32 | 44.8038 | 11.2009 | 44.7542 | 75.2703 | 22:00 | 101.23 | 22:00 | -29.33 | 44.8102 | 11.2026 | 44.7644 | 75.2811
6.72 | 1.68 | 22:15 | 38.88 | 22:15 | -55.08 | 32.3203 | 8.0801 |  | 54.2982 | 22:15 | 0 | 22:15 | 0 | 0 | 0 |  | 0 | 22:15 | 46.68 | 22:15 | -93.44 | 65.8293 | 16.4573 |  | 110.5932 | 22:15 | 46.65 | 22:15 | -88.59 | 62.3723 | 15.5931 |  | 104.7855 | 22:15 | 36.32 | 22:15 | -59.83 | 32.796 | 8.199 |  | 55.0972 | 22:15 | 0 | 22:15 | 0 | 0 | 0 |  | 0 | 22:15 | 29.15 | 22:15 | 29.15 | 12.8243 | 3.2061 |  | 21.5448 | 22:15 | 29.11 | 22:15 | -52.8 | 23.197 | 5.7992 |  | 38.971 | 22:15 | 101.39 | 22:15 | -29.25 | 44.7586 | 11.1897 |  | 75.1945 | 22:15 | 101.41 | 22:15 | -29.23 | 44.7368 | 11.1842 |  | 75.1579 | 22:15 | 101.39 | 22:15 | -29.25 | 44.7586 | 11.1897 |  | 75.1945
6.72 | 1.68 | 22:30 | 38.85 | 22:30 | -55.12 | 32.3188 | 8.0797 |  | 54.2957 | 22:30 | 0 | 22:30 | 0 | 0 | 0 |  | 0 | 22:30 | 46.56 | 22:30 | 0 | 0 | 0 |  | 0 | 22:30 | 46.53 | 22:30 | -88.79 | 62.3523 | 15.5881 |  | 104.7519 | 22:30 | 36.33 | 22:30 | -59.81 | 32.794 | 8.1985 |  | 55.094 | 22:30 | 0 | 22:30 | 0 | 0 | 0 |  | 0 | 22:30 | 29.14 | 22:30 | 29.14 | 12.8155 | 3.2039 |  | 21.53 | 22:30 | 29.1 | 22:30 | -52.84 | 23.2066 | 5.8016 |  | 38.9871 | 22:30 | 101.4 | 22:30 | -29.24 | 44.7477 | 11.1869 |  | 75.1762 | 22:30 | 101.42 | 22:30 | -29.23 | 44.7412 | 11.1853 |  | 75.1653 | 22:30 | 101.4 | 22:30 | -29.24 | 44.7477 | 11.1869 |  | 75.1762
6.72 | 1.68 | 22:45 | 38.83 | 22:45 | -55.17 | 32.3315 | 8.0829 |  | 54.3169 | 22:45 | 0 | 22:45 | 0 | 0 | 0 |  | 0 | 22:45 | 46.44 | 22:45 | 0 | 0 | 0 |  | 0 | 22:45 | 46.42 | 22:45 | -88.98 | 62.338 | 15.5845 |  | 104.7279 | 22:45 | 36.35 | 22:45 | -59.78 | 32.7956 | 8.1989 |  | 55.0967 | 22:45 | 0 | 22:45 | 0 | 0 | 0 |  | 0 | 22:45 | 29.12 | 22:45 | 29.12 | 12.7979 | 3.1995 |  | 21.5005 | 22:45 | 29.08 | 22:45 | -52.88 | 23.2082 | 5.8021 |  | 38.9898 | 22:45 | 101.42 | 22:45 | -29.23 | 44.7412 | 11.1853 |  | 75.1653 | 22:45 | 101.44 | 22:45 | -29.22 | 44.7348 | 11.1837 |  | 75.1544 | 22:45 | 101.42 | 22:45 | -29.23 | 44.7412 | 11.1853 |  | 75.1653
6.72 | 1.68 | 23:00 | 38.93 | 23:00 | -54.97 | 32.2973 | 8.0743 | 32.3071 | 54.2594 | 23:00 | 0 | 23:00 | 0 | 0 | 0 | 0 | 0 | 23:00 | 46.27 | 23:00 | 0 | 0 | 0 | 0 | 0 | 23:00 | 46.25 | 23:00 | -89.28 | 62.3192 | 15.5798 | 62.2955 | 104.6962 | 23:00 | 36 | 23:00 | -60.4 | 32.8167 | 8.2042 | 32.8162 | 55.1321 | 23:00 | 0 | 23:00 | 0 | 0 | 0 | 0 | 0 | 23:00 | 28.7 | 23:00 | 28.7 | 12.4314 | 3.1078 | 12.4054 | 20.8847 | 23:00 | 28.66 | 23:00 | -54.18 | 23.4353 | 5.8588 | 23.4464 | 39.3713 | 23:00 | 101.16 | 23:00 | -29.37 | 44.8403 | 11.2101 | 44.8371 | 75.3317 | 23:00 | 101.18 | 23:00 | -29.36 | 44.8339 | 11.2085 | 44.8307 | 75.3209 | 23:00 | 101.16 | 23:00 | -29.37 | 44.8403 | 11.2101 | 44.8371 | 75.3317
6.72 | 1.68 | 23:15 | 38.92 | 23:15 | -55 | 32.3066 | 8.0766 |  | 54.2751 | 23:15 | 0 | 23:15 | 0 | 0 | 0 |  | 0 | 23:15 | 46.2 | 23:15 | 0 | 0 | 0 |  | 0 | 23:15 | 46.18 | 23:15 | -89.4 | 62.3085 | 15.5771 |  | 104.6782 | 23:15 | 35.99 | 23:15 | -60.41 | 32.813 | 8.2033 |  | 55.1259 | 23:15 | 0 | 23:15 | 0 | 0 | 0 |  | 0 | 23:15 | 28.68 | 23:15 | 28.68 | 12.4141 | 3.1035 |  | 20.8556 | 23:15 | 28.64 | 23:15 | -54.24 | 23.4449 | 5.8612 |  | 39.3874 | 23:15 | 101.17 | 23:15 | -29.37 | 44.8447 | 11.2112 |  | 75.3391 | 23:15 | 101.19 | 23:15 | -29.36 | 44.8383 | 11.2096 |  | 75.3284 | 23:15 | 101.17 | 23:15 | -29.37 | 44.8447 | 11.2112 |  | 75.3391
6.72 | 1.68 | 23:30 | 38.9 | 23:30 | -55.03 | 32.3076 | 8.0769 |  | 54.2768 | 23:30 | 0 | 23:30 | 0 | 0 | 0 |  | 0 | 23:30 | 46.09 | 23:30 | 0 | 0 | 0 |  | 0 | 23:30 | 46.06 | 23:30 | -89.6 | 62.2856 | 15.5714 |  | 104.6398 | 23:30 | 35.98 | 23:30 | -60.43 | 32.8148 | 8.2037 |  | 55.1288 | 23:30 | 0 | 23:30 | 0 | 0 | 0 |  | 0 | 23:30 | 28.66 | 23:30 | 28.66 | 12.3968 | 3.0992 |  | 20.8265 | 23:30 | 28.62 | 23:30 | -54.29 | 23.4501 | 5.8625 |  | 39.3962 | 23:30 | 101.17 | 23:30 | -29.36 | 44.8295 | 11.2074 |  | 75.3135 | 23:30 | 101.19 | 23:30 | -29.35 | 44.823 | 11.2058 |  | 75.3027 | 23:30 | 101.17 | 23:30 | -29.36 | 44.8295 | 11.2074 |  | 75.3135
6.72 | 1.68 | 23:45 | 38.89 | 23:45 | -55.06 | 32.3169 | 8.0792 |  | 54.2924 | 23:45 | 0 | 23:45 | 0 | 0 | 0 |  | 0 | 23:45 | 45.97 | 23:45 | 0 | 0 | 0 |  | 0 | 23:45 | 45.95 | 23:45 | -89.79 | 62.2686 | 15.5672 |  | 104.6113 | 23:45 | 35.98 | 23:45 | -60.44 | 32.8202 | 8.2051 |  | 55.1379 | 23:45 | 0 | 23:45 | 0 | 0 | 0 |  | 0 | 23:45 | 28.64 | 23:45 | 28.64 | 12.3795 | 3.0949 |  | 20.7975 | 23:45 | 28.6 | 23:45 | -54.34 | 23.4553 | 5.8638 |  | 39.4049 | 23:45 | 101.18 | 23:45 | -29.36 | 44.8339 | 11.2085 |  | 75.3209 | 23:45 | 101.2 | 23:45 | -29.35 | 44.8275 | 11.2069 |  | 75.3102 | 23:45 | 101.18 | 23:45 | -29.36 | 44.8339 | 11.2085 |  | 75.3209
6.72 | 1.68 | 24:00 | 39.08 | 24:00 | -54.68 | 32.2507 | 8.0627 | 32.3168 | 54.1811 | 24:00 | 0 | 24:00 | 0 | 0 | 0 | 0 | 0 | 24:00 | 0 | 24:00 | 0 | 0 | 0 | 0 | 0 | 24:00 | 53.6 | 24:00 | -74.95 | 60.6306 | 15.1577 | 60.7491 | 101.8595 | 24:00 | 35.9 | 24:00 | -60.57 | 32.8177 | 8.2044 | 32.8061 | 55.1337 | 24:00 | 0 | 24:00 | 0 | 0 | 0 | 0 | 0 | 24:00 | 28.04 | 24:00 | 28.04 | 11.8662 | 2.9666 | 14.425 | 19.9352 | 24:00 | 28 | 24:00 | -56.13 | 23.7197 | 5.9299 | 5.9299 | 39.8491 | 24:00 | 100.19 | 24:00 | -29.9 | 45.2117 | 11.3029 | 11.3029 | 75.9557 | 24:00 | 100.21 | 24:00 | -29.88 | 45.1905 | 11.2976 | 31.762 | 75.9201 | 24:00 | 100.19 | 24:00 | -29.9 | 45.2117 | 11.3029 | 11.3029 | 75.9557
6.72 | 1.68 | 24:15 | 38.84 | 24:15 | -55.15 | 32.3281 | 8.082 |  | 54.3112 | 24:15 | 0 | 24:15 | 0 | 0 | 0 |  | 0 | 24:15 | 0 | 24:15 | 0 | 0 | 0 |  | 0 | 24:15 | 53.39 | 24:15 | -75.42 | 60.7718 | 15.1929 |  | 102.0966 | 24:15 | 36.25 | 24:15 | -59.95 | 32.7984 | 8.1996 |  | 55.1013 | 24:15 | 0 | 24:15 | 0 | 0 | 0 |  | 0 | 24:15 | 31.84 | 24:15 | 31.84 | 15.3004 | 3.8251 |  | 25.7046 | 24:15 | 0 | 24:15 | 0 | 0 | 0 |  | 0 | 24:15 | 0 | 24:15 | 0 | 0 | 0 |  | 0 | 24:15 | 127.78 | 24:15 | -14.22 | 27.4232 | 6.8558 |  | 46.071 | 24:15 | 0 | 24:15 | 0 | 0 | 0 |  | 0
6.72 | 1.68 | 24:30 | 38.8 | 24:30 | -55.23 | 32.3417 | 8.0854 |  | 54.334 | 24:30 | 0 | 24:30 | 0 | 0 | 0 |  | 0 | 24:30 | 0 | 24:30 | 0 | 0 | 0 |  | 0 | 24:30 | 53.36 | 24:30 | -75.48 | 60.786 | 15.1965 |  | 102.1204 | 24:30 | 36.2 | 24:30 | -60.04 | 32.8023 | 8.2006 |  | 55.1079 | 24:30 | 0 | 24:30 | 0 | 0 | 0 |  | 0 | 24:30 | 31.82 | 24:30 | 31.82 | 15.2811 | 3.8203 |  | 25.6723 | 24:30 | 0 | 24:30 | 0 | 0 | 0 |  | 0 | 24:30 | 0 | 24:30 | 0 | 0 | 0 |  | 0 | 24:30 | 127.92 | 24:30 | -14.13 | 27.2795 | 6.8199 |  | 45.8295 | 24:30 | 0 | 24:30 | 0 | 0 | 0 |  | 0
6.72 | 1.68 | 24:45 | 38.75 | 24:45 | -55.31 | 32.3468 | 8.0867 |  | 54.3426 | 24:45 | 0 | 24:45 | 0 | 0 | 0 |  | 0 | 24:45 | 0 | 24:45 | 0 | 0 | 0 |  | 0 | 24:45 | 53.33 | 24:45 | -75.55 | 60.8081 | 15.202 |  | 102.1577 | 24:45 | 36.15 | 24:45 | -60.13 | 32.8061 | 8.2015 |  | 55.1143 | 24:45 | 0 | 24:45 | 0 | 0 | 0 |  | 0 | 24:45 | 31.79 | 24:45 | 31.79 | 15.2523 | 3.8131 |  | 25.6239 | 24:45 | 0 | 24:45 | 0 | 0 | 0 |  | 0 | 24:45 | 0 | 24:45 | 0 | 0 | 0 |  | 0 | 24:45 | 128.06 | 24:45 | -14.05 | 27.1547 | 6.7887 |  | 45.6199 | 24:45 | 0 | 24:45 | 0 | 0 | 0 |  | 0
6.72 | 1.68 | 25:00 | 38.22 | 25:00 | -56.33 | 32.4927 | 8.1232 | 32.5101 | 54.5878 | 25:00 | 0 | 25:00 | 0 | 0 | 0 | 0 | 0 | 25:00 | 0 | 25:00 | 0 | 0 | 0 | 0 | 0 | 25:00 | 53.1 | 25:00 | -76.03 | 60.9306 | 15.2326 | 60.9748 | 102.3633 | 25:00 | 35.91 | 25:00 | -60.56 | 32.8214 | 8.2053 | 24.6177 | 55.1399 | 25:00 | 0 | 25:00 | 0 | 0 | 0 | 0 | 0 | 25:00 | 31.73 | 25:00 | 31.73 | 15.1948 | 3.7987 | 15.4709 | 25.5273 | 25:00 | 0 | 25:00 | 0 | 0 | 0 | 0 | 0 | 25:00 | 0 | 25:00 | 0 | 0 | 0 | 0 | 0 | 25:00 | 128.01 | 25:00 | -14.08 | 27.2021 | 6.8005 | 27.3942 | 45.6995 | 25:00 | 0 | 25:00 | 0 | 0 | 0 | 0 | 0
6.72 | 1.68 | 25:15 | 38.16 | 25:15 | -56.44 | 32.5051 | 8.1263 |  | 54.6085 | 25:15 | 0 | 25:15 | 0 | 0 | 0 |  | 0 | 25:15 | 0 | 25:15 | 0 | 0 | 0 |  | 0 | 25:15 | 53.05 | 25:15 | -76.16 | 60.9773 | 15.2443 |  | 102.4418 | 25:15 | 35.85 | 25:15 | -60.66 | 32.8207 | 8.2052 |  | 55.1387 | 25:15 | 0 | 25:15 | 0 | 0 | 0 |  | 0 | 25:15 | 31.7 | 25:15 | 31.7 | 15.1661 | 3.7915 |  | 25.4791 | 25:15 | 0 | 25:15 | 0 | 0 | 0 |  | 0 | 25:15 | 0 | 25:15 | 0 | 0 | 0 |  | 0 | 25:15 | 128.14 | 25:15 | -14 | 27.075 | 6.7687 |  | 45.486 | 25:15 | 0 | 25:15 | 0 | 0 | 0 |  | 0
6.72 | 1.68 | 25:30 | 38.1 | 25:30 | -56.56 | 32.523 | 8.1307 |  | 54.6386 | 25:30 | 0 | 25:30 | 0 | 0 | 0 |  | 0 | 25:30 | 0 | 25:30 | 0 | 0 | 0 |  | 0 | 25:30 | 52.99 | 25:30 | -76.28 | 61.0043 | 15.2511 |  | 102.4872 | 25:30 | 35.8 | 25:30 | -60.76 | 32.8289 | 8.2072 |  | 55.1526 | 25:30 | 0 | 25:30 | 0 | 0 | 0 |  | 0 | 25:30 | 31.68 | 25:30 | 31.68 | 15.147 | 3.7867 |  | 25.4469 | 25:30 | 0 | 25:30 | 0 | 0 | 0 |  | 0 | 25:30 | 0 | 25:30 | 0 | 0 | 0 |  | 0 | 25:30 | 128.27 | 25:30 | -13.92 | 26.9476 | 6.7369 |  | 45.272 | 25:30 | 0 | 25:30 | 0 | 0 | 0 |  | 0
6.72 | 1.68 | 25:45 | 38.13 | 25:45 | -56.51 | 32.5198 | 8.1299 |  | 54.6333 | 25:45 | 0 | 25:45 | 0 | 0 | 0 |  | 0 | 25:45 | 0 | 25:45 | 0 | 0 | 0 |  | 0 | 25:45 | 53.01 | 25:45 | -76.23 | 60.9873 | 15.2468 |  | 102.4587 | 25:45 | 0 | 25:45 | 0 | 0 | 0 |  | 0 | 25:45 | 0 | 25:45 | 0 | 0 | 0 |  | 0 | 25:45 | 32.94 | 25:45 | 32.94 | 16.3758 | 4.094 |  | 27.5114 | 25:45 | 0 | 25:45 | 0 | 0 | 0 |  | 0 | 25:45 | 0 | 25:45 | 0 | 0 | 0 |  | 0 | 25:45 | 126.76 | 25:45 | -14.82 | 28.3522 | 7.088 |  | 47.6316 | 25:45 | 0 | 25:45 | 0 | 0 | 0 |  | 0
6.72 | 1.68 | 26:00 | 38.38 | 26:00 | -56.02 | 32.4492 | 8.1123 | 32.4544 | 54.5146 | 26:00 | 0 | 26:00 | 0 | 0 | 0 | 0 | 0 | 26:00 | 0 | 26:00 | 0 | 0 | 0 | 0 | 0 | 26:00 | 53.2 | 26:00 | -75.83 | 60.8847 | 15.2212 | 60.8916 | 102.2863 | 26:00 | 0 | 26:00 | 0 | 0 | 0 | 0 | 0 | 26:00 | 0 | 26:00 | 0 | 0 | 0 | 0 | 0 | 26:00 | 33.71 | 26:00 | 33.71 | 17.1504 | 4.2876 | 17.1707 | 28.8126 | 26:00 | 0 | 26:00 | 0 | 0 | 0 | 0 | 0 | 26:00 | 98.56 | 26:00 | -30.78 | 45.7852 | 11.4463 | 45.8248 | 76.9191 | 26:00 | 98.58 | 26:00 | -30.77 | 45.7796 | 11.4449 | 45.8181 | 76.9097 | 26:00 | 98.56 | 26:00 | -30.78 | 45.7852 | 11.4463 | 45.8248 | 76.9191
6.72 | 1.68 | 26:15 | 38.38 | 26:15 | -56.03 | 32.455 | 8.1137 |  | 54.5244 | 26:15 | 0 | 26:15 | 0 | 0 | 0 |  | 0 | 26:15 | 0 | 26:15 | 0 | 0 | 0 |  | 0 | 26:15 | 53.19 | 26:15 | -75.85 | 60.8893 | 15.2223 |  | 102.2941 | 26:15 | 0 | 26:15 | 0 | 0 | 0 |  | 0 | 26:15 | 0 | 26:15 | 0 | 0 | 0 |  | 0 | 26:15 | 33.72 | 26:15 | 33.72 | 17.1605 | 4.2901 |  | 28.8297 | 26:15 | 0 | 26:15 | 0 | 0 | 0 |  | 0 | 26:15 | 98.48 | 26:15 | -30.82 | 45.8075 | 11.4519 |  | 76.9566 | 26:15 | 98.5 | 26:15 | -30.81 | 45.8019 | 11.4505 |  | 76.9472 | 26:15 | 98.48 | 26:15 | -30.82 | 45.8075 | 11.4519 |  | 76.9566
6.72 | 1.68 | 26:30 | 38.37 | 26:30 | -56.05 | 32.4581 | 8.1145 |  | 54.5296 | 26:30 | 0 | 26:30 | 0 | 0 | 0 |  | 0 | 26:30 | 0 | 26:30 | 0 | 0 | 0 |  | 0 | 26:30 | 53.18 | 26:30 | -75.87 | 60.8939 | 15.2235 |  | 102.3018 | 26:30 | 0 | 26:30 | 0 | 0 | 0 |  | 0 | 26:30 | 0 | 26:30 | 0 | 0 | 0 |  | 0 | 26:30 | 33.74 | 26:30 | 33.74 | 17.1809 | 4.2952 |  | 28.8639 | 26:30 | 0 | 26:30 | 0 | 0 | 0 |  | 0 | 26:30 | 98.4 | 26:30 | -30.87 | 45.8445 | 11.4611 |  | 77.0188 | 26:30 | 98.41 | 26:30 | -30.86 | 45.8343 | 11.4586 |  | 77.0017 | 26:30 | 98.4 | 26:30 | -30.87 | 45.8445 | 11.4611 |  | 77.0188
6.72 | 1.68 | 26:45 | 38.36 | 26:45 | -56.06 | 32.4554 | 8.1139 |  | 54.5251 | 26:45 | 0 | 26:45 | 0 | 0 | 0 |  | 0 | 26:45 | 0 | 26:45 | 0 | 0 | 0 |  | 0 | 26:45 | 53.17 | 26:45 | -75.89 | 60.8985 | 15.2246 |  | 102.3095 | 26:45 | 0 | 26:45 | 0 | 0 | 0 |  | 0 | 26:45 | 0 | 26:45 | 0 | 0 | 0 |  | 0 | 26:45 | 33.75 | 26:45 | 33.75 | 17.1911 | 4.2978 |  | 28.881 | 26:45 | 0 | 26:45 | 0 | 0 | 0 |  | 0 | 26:45 | 98.31 | 26:45 | -30.91 | 45.8619 | 11.4655 |  | 77.048 | 26:45 | 98.33 | 26:45 | -30.9 | 45.8564 | 11.4641 |  | 77.0388 | 26:45 | 98.31 | 26:45 | -30.91 | 45.8619 | 11.4655 |  | 77.048
6.72 | 1.68 | 27:00 | 38.24 | 27:00 | -56.3 | 32.4924 | 8.1231 | 32.4949 | 54.5872 | 27:00 | 0 | 27:00 | 0 | 0 | 0 | 0 | 0 | 27:00 | 0 | 27:00 | 0 | 0 | 0 | 0 | 0 | 27:00 | 53.05 | 27:00 | -76.14 | 60.9613 | 15.2403 | 60.9913 | 102.4149 | 27:00 | 0 | 27:00 | 0 | 0 | 0 | 0 | 0 | 27:00 | 0 | 27:00 | 0 | 0 | 0 | 0 | 0 | 27:00 | 33.74 | 27:00 | 33.74 | 17.1809 | 4.2952 | 17.1911 | 28.8639 | 27:00 | 0 | 27:00 | 0 | 0 | 0 | 0 | 0 | 27:00 | 98.32 | 27:00 | -30.91 | 45.8666 | 11.4666 | 45.9069 | 77.0559 | 27:00 | 98.34 | 27:00 | -30.9 | 45.8611 | 11.4653 | 45.9014 | 77.0466 | 27:00 | 98.32 | 27:00 | -30.91 | 45.8666 | 11.4666 | 45.9069 | 77.0559
6.72 | 1.68 | 27:15 | 38.22 | 27:15 | -56.33 | 32.4927 | 8.1232 |  | 54.5878 | 27:15 | 0 | 27:15 | 0 | 0 | 0 |  | 0 | 27:15 | 0 | 27:15 | 0 | 0 | 0 |  | 0 | 27:15 | 53.02 | 27:15 | -76.22 | 60.9908 | 15.2477 |  | 102.4645 | 27:15 | 0 | 27:15 | 0 | 0 | 0 |  | 0 | 27:15 | 0 | 27:15 | 0 | 0 | 0 |  | 0 | 27:15 | 33.75 | 27:15 | 33.75 | 17.1911 | 4.2978 |  | 28.881 | 27:15 | 0 | 27:15 | 0 | 0 | 0 |  | 0 | 27:15 | 98.24 | 27:15 | -30.95 | 45.8886 | 11.4721 |  | 77.0928 | 27:15 | 98.26 | 27:15 | -30.94 | 45.8831 | 11.4708 |  | 77.0836 | 27:15 | 98.24 | 27:15 | -30.95 | 45.8886 | 11.4721 |  | 77.0928
6.72 | 1.68 | 27:30 | 38.21 | 27:30 | -56.35 | 32.4958 | 8.1239 |  | 54.5929 | 27:30 | 0 | 27:30 | 0 | 0 | 0 |  | 0 | 27:30 | 0 | 27:30 | 0 | 0 | 0 |  | 0 | 27:30 | 53 | 27:30 | -76.27 | 61.0078 | 15.2519 |  | 102.4931 | 27:30 | 0 | 27:30 | 0 | 0 | 0 |  | 0 | 27:30 | 0 | 27:30 | 0 | 0 | 0 |  | 0 | 27:30 | 33.75 | 27:30 | 33.75 | 17.1911 | 4.2978 |  | 28.881 | 27:30 | 0 | 27:30 | 0 | 0 | 0 |  | 0 | 27:30 | 98.16 | 27:30 | -31 | 45.9253 | 11.4813 |  | 77.1545 | 27:30 | 98.18 | 27:30 | -30.99 | 45.9198 | 11.48 |  | 77.1453 | 27:30 | 98.16 | 27:30 | -31 | 45.9253 | 11.4813 |  | 77.1545
6.72 | 1.68 | 27:45 | 38.2 | 27:45 | -56.37 | 32.4988 | 8.1247 |  | 54.5979 | 27:45 | 0 | 27:45 | 0 | 0 | 0 |  | 0 | 27:45 | 0 | 27:45 | 0 | 0 | 0 |  | 0 | 27:45 | 52.97 | 27:45 | -76.31 | 61.0052 | 15.2513 |  | 102.4888 | 27:45 | 0 | 27:45 | 0 | 0 | 0 |  | 0 | 27:45 | 0 | 27:45 | 0 | 0 | 0 |  | 0 | 27:45 | 33.76 | 27:45 | 33.76 | 17.2013 | 4.3003 |  | 28.8981 | 27:45 | 0 | 27:45 | 0 | 0 | 0 |  | 0 | 27:45 | 98.08 | 27:45 | -31.04 | 45.9471 | 11.4868 |  | 77.1911 | 27:45 | 98.1 | 27:45 | -31.03 | 45.9416 | 11.4854 |  | 77.1819 | 27:45 | 98.08 | 27:45 | -31.04 | 45.9471 | 11.4868 |  | 77.1911
6.72 | 1.68 | 28:00 | 38.19 | 28:00 | -56.39 | 32.5018 | 8.1254 | 32.3463 | 54.603 | 28:00 | 0 | 28:00 | 0 | 0 | 0 | 0 | 0 | 28:00 | 0 | 28:00 | 0 | 0 | 0 | 0 | 0 | 28:00 | 52.89 | 28:00 | -76.49 | 61.0568 | 15.2642 | 30.5317 | 102.5754 | 28:00 | 0 | 28:00 | 0 | 0 | 0 | 0 | 0 | 28:00 | 37.57 | 28:00 | -57.62 | 32.6716 | 8.1679 | 32.6431 | 54.8882 | 28:00 | 32.4 | 28:00 | 32.4 | 15.8433 | 3.9608 | 15.8849 | 26.6167 | 28:00 | 0 | 28:00 | 0 | 0 | 0 | 0 | 0 | 28:00 | 99.28 | 28:00 | -30.39 | 45.5353 | 11.3838 | 45.6864 | 76.4993 | 28:00 | 99.3 | 28:00 | -30.38 | 45.5295 | 11.3824 | 45.6807 | 76.4895 | 28:00 | 99.28 | 28:00 | -30.39 | 45.5353 | 11.3838 | 45.6864 | 76.4993
6.72 | 1.68 | 28:15 | 38.18 | 28:15 | -56.41 | 32.5048 | 8.1262 |  | 54.6081 | 28:15 | 0 | 28:15 | 0 | 0 | 0 |  | 0 | 28:15 | 0 | 28:15 | 0 | 0 | 0 |  | 0 | 28:15 | 52.86 | 28:15 | -76.55 | 61.07 | 15.2675 |  | 102.5976 | 28:15 | 0 | 28:15 | 0 | 0 | 0 |  | 0 | 28:15 | 37.52 | 28:15 | -57.65 | 32.6451 | 8.1613 |  | 54.8437 | 28:15 | 32.4 | 28:15 | 32.4 | 15.8433 | 3.9608 |  | 26.6167 | 28:15 | 0 | 28:15 | 0 | 0 | 0 |  | 0 | 28:15 | 99.23 | 28:15 | -30.42 | 45.5573 | 11.3893 |  | 76.5362 | 28:15 | 99.25 | 28:15 | -30.41 | 45.5515 | 11.3879 |  | 76.5265 | 28:15 | 99.23 | 28:15 | -30.42 | 45.5573 | 11.3893 |  | 76.5362
6.72 | 1.68 | 28:30 | 39.27 | 28:30 | -54.32 | 32.1941 | 8.0485 |  | 54.0861 | 28:30 | 0 | 28:30 | 0 | 0 | 0 |  | 0 | 28:30 | 0 | 28:30 | 0 | 0 | 0 |  | 0 | 28:30 | 0 | 28:30 | 0 | 0 | 0 |  | 0 | 28:30 | 0 | 28:30 | 0 | 0 | 0 |  | 0 | 28:30 | 37.59 | 28:30 | -57.51 | 32.6266 | 8.1566 |  | 54.8126 | 28:30 | 32.48 | 28:30 | 32.48 | 15.9216 | 3.9804 |  | 26.7483 | 28:30 | 0 | 28:30 | 0 | 0 | 0 |  | 0 | 28:30 | 98.47 | 28:30 | -30.83 | 45.8177 | 11.4544 |  | 76.9737 | 28:30 | 98.49 | 28:30 | -30.82 | 45.8121 | 11.453 |  | 76.9644 | 28:30 | 98.47 | 28:30 | -30.83 | 45.8177 | 11.4544 |  | 76.9737
6.72 | 1.68 | 28:45 | 39.28 | 28:45 | -54.29 | 32.1845 | 8.0461 |  | 54.07 | 28:45 | 0 | 28:45 | 0 | 0 | 0 |  | 0 | 28:45 | 0 | 28:45 | 0 | 0 | 0 |  | 0 | 28:45 | 0 | 28:45 | 0 | 0 | 0 |  | 0 | 28:45 | 0 | 28:45 | 0 | 0 | 0 |  | 0 | 28:45 | 37.58 | 28:45 | -57.53 | 32.6292 | 8.1573 |  | 54.8171 | 28:45 | 32.49 | 28:45 | 32.49 | 15.9314 | 3.9829 |  | 26.7648 | 28:45 | 0 | 28:45 | 0 | 0 | 0 |  | 0 | 28:45 | 98.38 | 28:45 | -30.87 | 45.8352 | 11.4588 |  | 77.0031 | 28:45 | 98.4 | 28:45 | -30.86 | 45.8297 | 11.4574 |  | 76.9938 | 28:45 | 98.38 | 28:45 | -30.87 | 45.8352 | 11.4588 |  | 77.0031
6.72 | 1.68 | 29:00 | 39.46 | 29:00 | -53.94 | 32.1236 | 8.0309 | 32.1122 | 53.9676 | 29:00 | 0 | 29:00 | 0 | 0 | 0 | 0 | 0 | 29:00 | 0 | 29:00 | 0 | 0 | 0 | 0 | 0 | 29:00 | 0 | 29:00 | 0 | 0 | 0 | 0 | 0 | 29:00 | 0 | 29:00 | 0 | 0 | 0 | 0 | 0 | 29:00 | 37.6 | 29:00 | -57.5 | 32.6296 | 8.1574 | 32.6307 | 54.8177 | 29:00 | 32.6 | 29:00 | 32.6 | 16.0395 | 4.0099 | 16.0592 | 26.9464 | 29:00 | 0 | 29:00 | 0 | 0 | 0 | 0 | 0 | 29:00 | 98.88 | 29:00 | -30.61 | 45.6801 | 11.42 | 45.7152 | 76.7426 | 29:00 | 98.9 | 29:00 | -30.59 | 45.6595 | 11.4149 | 45.7059 | 76.708 | 29:00 | 98.88 | 29:00 | -30.61 | 45.6801 | 11.42 | 45.7152 | 76.7426
6.72 | 1.68 | 29:15 | 39.48 | 29:15 | -53.9 | 32.116 | 8.029 |  | 53.9549 | 29:15 | 0 | 29:15 | 0 | 0 | 0 |  | 0 | 29:15 | 0 | 29:15 | 0 | 0 | 0 |  | 0 | 29:15 | 0 | 29:15 | 0 | 0 | 0 |  | 0 | 29:15 | 0 | 29:15 | 0 | 0 | 0 |  | 0 | 29:15 | 37.59 | 29:15 | -57.52 | 32.6322 | 8.1581 |  | 54.8222 | 29:15 | 32.61 | 29:15 | 32.61 | 16.0493 | 4.0123 |  | 26.9629 | 29:15 | 0 | 29:15 | 0 | 0 | 0 |  | 0 | 29:15 | 98.8 | 29:15 | -30.65 | 45.7028 | 11.4257 |  | 76.7808 | 29:15 | 98.82 | 29:15 | -30.64 | 45.6972 | 11.4243 |  | 76.7712 | 29:15 | 98.8 | 29:15 | -30.65 | 45.7028 | 11.4257 |  | 76.7808
6.72 | 1.68 | 29:30 | 39.5 | 29:30 | -53.86 | 32.1084 | 8.0271 |  | 53.9422 | 29:30 | 0 | 29:30 | 0 | 0 | 0 |  | 0 | 29:30 | 0 | 29:30 | 0 | 0 | 0 |  | 0 | 29:30 | 0 | 29:30 | 0 | 0 | 0 |  | 0 | 29:30 | 0 | 29:30 | 0 | 0 | 0 |  | 0 | 29:30 | 37.58 | 29:30 | -57.53 | 32.6292 | 8.1573 |  | 54.8171 | 29:30 | 32.63 | 29:30 | 32.63 | 16.069 | 4.0173 |  | 26.996 | 29:30 | 0 | 29:30 | 0 | 0 | 0 |  | 0 | 29:30 | 98.72 | 29:30 | -30.69 | 45.7254 | 11.4314 |  | 76.8187 | 29:30 | 98.74 | 29:30 | -30.68 | 45.7198 | 11.4299 |  | 76.8092 | 29:30 | 98.72 | 29:30 | -30.69 | 45.7254 | 11.4314 |  | 76.8187
6.72 | 1.68 | 29:45 | 39.52 | 29:45 | -53.82 | 32.1008 | 8.0252 |  | 53.9294 | 29:45 | 0 | 29:45 | 0 | 0 | 0 |  | 0 | 29:45 | 0 | 29:45 | 0 | 0 | 0 |  | 0 | 29:45 | 0 | 29:45 | 0 | 0 | 0 |  | 0 | 29:45 | 0 | 29:45 | 0 | 0 | 0 |  | 0 | 29:45 | 37.57 | 29:45 | -57.55 | 32.6319 | 8.158 |  | 54.8216 | 29:45 | 32.64 | 29:45 | 32.64 | 16.0789 | 4.0197 |  | 27.0125 | 29:45 | 0 | 29:45 | 0 | 0 | 0 |  | 0 | 29:45 | 98.65 | 29:45 | -30.73 | 45.7525 | 11.4381 |  | 76.8643 | 29:45 | 98.67 | 29:45 | -30.72 | 45.7469 | 11.4367 |  | 76.8548 | 29:45 | 98.65 | 29:45 | -30.73 | 45.7525 | 11.4381 |  | 76.8643
6.72 | 1.68 | 30:00 | 38.68 | 30:00 | -55.46 | 32.3759 | 8.094 | 32.3809 | 54.3915 | 30:00 | 0 | 30:00 | 0 | 0 | 0 | 0 | 0 | 30:00 | 0 | 30:00 | 0 | 0 | 0 | 0 | 0 | 30:00 | 54.32 | 30:00 | -73.38 | 60.158 | 15.0395 | 60.1546 | 101.0654 | 30:00 | 0 | 30:00 | 0 | 0 | 0 | 0 | 0 | 30:00 | 37.6 | 30:00 | -57.5 | 32.6296 | 8.1574 | 32.6293 | 54.8177 | 30:00 | 32.58 | 30:00 | 32.58 | 16.0198 | 4.005 | 16.0395 | 26.9133 | 30:00 | 0 | 30:00 | 0 | 0 | 0 | 0 | 0 | 30:00 | 100.33 | 30:00 | -29.82 | 45.1538 | 11.2884 | 45.1725 | 75.8583 | 30:00 | 100.35 | 30:00 | -29.81 | 45.1476 | 11.2869 | 45.1626 | 75.848 | 30:00 | 100.33 | 30:00 | -29.82 | 45.1538 | 11.2884 | 45.1725 | 75.8583
6.72 | 1.68 | 30:15 | 38.67 | 30:15 | -55.48 | 32.3792 | 8.0948 |  | 54.3971 | 30:15 | 0 | 30:15 | 0 | 0 | 0 |  | 0 | 30:15 | 0 | 30:15 | 0 | 0 | 0 |  | 0 | 30:15 | 54.32 | 30:15 | -73.38 | 60.158 | 15.0395 |  | 101.0654 | 30:15 | 0 | 30:15 | 0 | 0 | 0 |  | 0 | 30:15 | 37.59 | 30:15 | -57.51 | 32.6266 | 8.1566 |  | 54.8126 | 30:15 | 32.59 | 30:15 | 32.59 | 16.0297 | 4.0074 |  | 26.9298 | 30:15 | 0 | 30:15 | 0 | 0 | 0 |  | 0 | 30:15 | 100.3 | 30:15 | -29.84 | 45.1706 | 11.2926 |  | 75.8865 | 30:15 | 100.32 | 30:15 | -29.83 | 45.1644 | 11.2911 |  | 75.8762 | 30:15 | 100.3 | 30:15 | -29.84 | 45.1706 | 11.2926 |  | 75.8865
6.72 | 1.68 | 30:30 | 38.66 | 30:30 | -55.5 | 32.3825 | 8.0956 |  | 54.4026 | 30:30 | 0 | 30:30 | 0 | 0 | 0 |  | 0 | 30:30 | 0 | 30:30 | 0 | 0 | 0 |  | 0 | 30:30 | 54.32 | 30:30 | -73.37 | 60.1498 | 15.0374 |  | 101.0516 | 30:30 | 0 | 30:30 | 0 | 0 | 0 |  | 0 | 30:30 | 37.58 | 30:30 | -57.53 | 32.6292 | 8.1573 |  | 54.8171 | 30:30 | 32.61 | 30:30 | 32.61 | 16.0493 | 4.0123 |  | 26.9629 | 30:30 | 0 | 30:30 | 0 | 0 | 0 |  | 0 | 30:30 | 100.27 | 30:30 | -29.85 | 45.1722 | 11.293 |  | 75.8893 | 30:30 | 100.29 | 30:30 | -29.84 | 45.166 | 11.2915 |  | 75.879 | 30:30 | 100.27 | 30:30 | -29.85 | 45.1722 | 11.293 |  | 75.8893
6.72 | 1.68 | 30:45 | 38.65 | 30:45 | -55.52 | 32.3858 | 8.0964 |  | 54.4081 | 30:45 | 0 | 30:45 | 0 | 0 | 0 |  | 0 | 30:45 | 0 | 30:45 | 0 | 0 | 0 |  | 0 | 30:45 | 54.33 | 30:45 | -73.36 | 60.1526 | 15.0382 |  | 101.0564 | 30:45 | 0 | 30:45 | 0 | 0 | 0 |  | 0 | 30:45 | 37.57 | 30:45 | -57.55 | 32.6319 | 8.158 |  | 54.8216 | 30:45 | 32.62 | 30:45 | 32.62 | 16.0592 | 4.0148 |  | 26.9794 | 30:45 | 0 | 30:45 | 0 | 0 | 0 |  | 0 | 30:45 | 100.25 | 30:45 | -29.87 | 45.1934 | 11.2984 |  | 75.925 | 30:45 | 100.27 | 30:45 | -29.85 | 45.1722 | 11.293 |  | 75.8893 | 30:45 | 100.25 | 30:45 | -29.87 | 45.1934 | 11.2984 |  | 75.925
10.94 | 2.735 | 31:00 | 38.93 | 31:00 | -54.98 | 32.3031 | 8.0758 | 32.2967 | 88.3491 | 31:00 | 0 | 31:00 | 0 | 0 | 0 | 0 | 0 | 31:00 | 0 | 31:00 | 0 | 0 | 0 | 0 | 0 | 31:00 | 54.41 | 31:00 | -73.18 | 60.0934 | 15.0234 | 60.0717 | 164.3555 | 31:00 | 0 | 31:00 | 0 | 0 | 0 | 8.1593 | 0 | 31:00 | 37.57 | 31:00 | -57.55 | 32.6319 | 8.158 | 24.4731 | 89.2482 | 31:00 | 32.79 | 31:00 | 32.79 | 16.227 | 4.0568 | 16.2691 | 44.3809 | 31:00 | 0 | 31:00 | 0 | 0 | 0 | 0 | 0 | 31:00 | 99.89 | 31:00 | -30.06 | 45.3176 | 11.3294 | 45.3348 | 123.9436 | 31:00 | 99.91 | 31:00 | -30.05 | 45.3116 | 11.3279 | 45.3288 | 123.9271 | 31:00 | 99.89 | 31:00 | -30.06 | 45.3176 | 11.3294 | 45.3348 | 123.9436
10.94 | 2.735 | 31:15 | 38.94 | 31:15 | -54.96 | 32.2997 | 8.0749 |  | 88.3396 | 31:15 | 0 | 31:15 | 0 | 0 | 0 |  | 0 | 31:15 | 0 | 31:15 | 0 | 0 | 0 |  | 0 | 31:15 | 54.43 | 31:15 | -73.14 | 60.0826 | 15.0207 |  | 164.326 | 31:15 | 0 | 31:15 | 0 | 0 | 0 |  | 0 | 31:15 | 37.56 | 31:15 | -57.56 | 32.6289 | 8.1572 |  | 89.24 | 31:15 | 32.81 | 31:15 | 32.81 | 16.2468 | 4.0617 |  | 44.435 | 31:15 | 0 | 31:15 | 0 | 0 | 0 |  | 0 | 31:15 | 99.86 | 31:15 | -30.08 | 45.3341 | 11.3335 |  | 123.9888 | 31:15 | 99.88 | 31:15 | -30.07 | 45.3281 | 11.332 |  | 123.9724 | 31:15 | 99.86 | 31:15 | -30.08 | 45.3341 | 11.3335 |  | 123.9888
10.94 | 2.735 | 31:30 | 38.94 | 31:30 | -54.95 | 32.2938 | 8.0735 |  | 88.3236 | 31:30 | 0 | 31:30 | 0 | 0 | 0 |  | 0 | 31:30 | 0 | 31:30 | 0 | 0 | 0 |  | 0 | 31:30 | 54.44 | 31:30 | -73.1 | 60.0608 | 15.0152 |  | 164.2663 | 31:30 | 0 | 31:30 | 0 | 0 | 0 |  | 0 | 31:30 | 37.55 | 31:30 | -57.58 | 32.6315 | 8.1579 |  | 89.2472 | 31:30 | 32.83 | 31:30 | 32.83 | 16.2666 | 4.0667 |  | 44.4892 | 31:30 | 0 | 31:30 | 0 | 0 | 0 |  | 0 | 31:30 | 99.83 | 31:30 | -30.09 | 45.3356 | 11.3339 |  | 123.9927 | 31:30 | 99.85 | 31:30 | -30.08 | 45.3296 | 11.3324 |  | 123.9764 | 31:30 | 99.83 | 31:30 | -30.09 | 45.3356 | 11.3339 |  | 123.9927
10.94 | 2.735 | 31:45 | 38.95 | 31:45 | -54.93 | 32.2903 | 8.0726 |  | 88.3141 | 31:45 | 0 | 31:45 | 0 | 0 | 0 |  | 0 | 31:45 | 0 | 31:45 | 0 | 0 | 0 |  | 0 | 31:45 | 54.46 | 31:45 | -73.06 | 60.05 | 15.0125 |  | 164.2367 | 31:45 | 37.55 | 31:45 | -57.59 | 32.6372 | 8.1593 |  | 89.2627 | 31:45 | 0 | 31:45 | 0 | 0 | 0 |  | 0 | 31:45 | 32.9 | 31:45 | 32.9 | 16.3361 | 4.084 |  | 44.6791 | 31:45 | 0 | 31:45 | 0 | 0 | 0 |  | 0 | 31:45 | 99.8 | 31:45 | -30.11 | 45.3521 | 11.338 |  | 124.0379 | 31:45 | 99.82 | 31:45 | -30.1 | 45.3461 | 11.3365 |  | 124.0215 | 31:45 | 99.8 | 31:45 | -30.11 | 45.3521 | 11.338 |  | 124.0379
10.94 | 2.735 | 32:00 | 39.09 | 32:00 | -54.66 | 32.2471 | 8.0618 | 32.2406 | 88.1959 | 32:00 | 0 | 32:00 | 0 | 0 | 0 | 0 | 0 | 32:00 | 0 | 32:00 | 0 | 0 | 0 | 0 | 0 | 32:00 | 54.57 | 32:00 | -72.81 | 59.9654 | 14.9913 | 59.9185 | 164.0053 | 32:00 | 37.93 | 32:00 | -56.87 | 32.5553 | 8.1388 | 32.5574 | 89.0387 | 32:00 | 0 | 32:00 | 0 | 0 | 0 | 0 | 0 | 32:00 | 32.96 | 32:00 | 32.96 | 16.3957 | 4.0989 | 16.4281 | 44.8422 | 32:00 | 0 | 32:00 | 0 | 0 | 0 | 0 | 0 | 32:00 | 100.22 | 32:00 | -29.88 | 45.195 | 11.2988 | 45.2095 | 123.6084 | 32:00 | 100.24 | 32:00 | -29.87 | 45.1889 | 11.2972 | 45.2034 | 123.5917 | 32:00 | 100.22 | 32:00 | -29.88 | 45.195 | 11.2988 | 45.2095 | 123.6084
10.94 | 2.735 | 32:15 | 39.11 | 32:15 | -54.63 | 32.2459 | 8.0615 |  | 88.1926 | 32:15 | 0 | 32:15 | 0 | 0 | 0 |  | 0 | 32:15 | 0 | 32:15 | 0 | 0 | 0 |  | 0 | 32:15 | 54.63 | 32:15 | -72.69 | 59.9324 | 14.9831 |  | 163.9151 | 32:15 | 37.94 | 32:15 | -56.86 | 32.5582 | 8.1395 |  | 89.0466 | 32:15 | 0 | 32:15 | 0 | 0 | 0 |  | 0 | 32:15 | 32.98 | 32:15 | 32.98 | 16.4156 | 4.1039 |  | 44.8967 | 32:15 | 0 | 32:15 | 0 | 0 | 0 |  | 0 | 32:15 | 100.2 | 32:15 | -29.89 | 45.2011 | 11.3003 |  | 123.6251 | 32:15 | 100.22 | 32:15 | -29.88 | 45.195 | 11.2988 |  | 123.6084 | 32:15 | 100.2 | 32:15 | -29.89 | 45.2011 | 11.3003 |  | 123.6251
10.94 | 2.735 | 32:30 | 39.12 | 32:30 | -54.6 | 32.2364 | 8.0591 |  | 88.1667 | 32:30 | 0 | 32:30 | 0 | 0 | 0 |  | 0 | 32:30 | 0 | 32:30 | 0 | 0 | 0 |  | 0 | 32:30 | 54.66 | 32:30 | -72.61 | 59.8993 | 14.9748 |  | 163.8246 | 32:30 | 37.95 | 32:30 | -56.85 | 32.561 | 8.1403 |  | 89.0544 | 32:30 | 0 | 32:30 | 0 | 0 | 0 |  | 0 | 32:30 | 33 | 32:30 | 33 | 16.4355 | 4.1089 |  | 44.9512 | 32:30 | 0 | 32:30 | 0 | 0 | 0 |  | 0 | 32:30 | 100.17 | 32:30 | -29.91 | 45.2178 | 11.3045 |  | 123.6708 | 32:30 | 100.19 | 32:30 | -29.9 | 45.2117 | 11.3029 |  | 123.6541 | 32:30 | 100.17 | 32:30 | -29.91 | 45.2178 | 11.3045 |  | 123.6708
10.94 | 2.735 | 32:45 | 39.13 | 32:45 | -54.58 | 32.2329 | 8.0582 |  | 88.1569 | 32:45 | 0 | 32:45 | 0 | 0 | 0 |  | 0 | 32:45 | 0 | 32:45 | 0 | 0 | 0 |  | 0 | 32:45 | 54.7 | 32:45 | -72.53 | 59.8771 | 14.9693 |  | 163.7638 | 32:45 | 37.95 | 32:45 | -56.84 | 32.5553 | 8.1388 |  | 89.0387 | 32:45 | 0 | 32:45 | 0 | 0 | 0 |  | 0 | 32:45 | 33.03 | 32:45 | 33.03 | 16.4654 | 4.1164 |  | 45.0329 | 32:45 | 0 | 32:45 | 0 | 0 | 0 |  | 0 | 32:45 | 100.15 | 32:45 | -29.92 | 45.2239 | 11.306 |  | 123.6874 | 32:45 | 100.17 | 32:45 | -29.91 | 45.2178 | 11.3045 |  | 123.6708 | 32:45 | 100.15 | 32:45 | -29.92 | 45.2239 | 11.306 |  | 123.6874
10.94 | 2.735 | 33:00 | 39.12 | 33:00 | -54.6 | 32.2364 | 8.0591 | 32.2322 | 88.1667 | 33:00 | 0 | 33:00 | 0 | 0 | 0 | 0 | 0 | 33:00 | 0 | 33:00 | -90.91 | 0 | 0 | 0 | 0 | 33:00 | 54.94 | 33:00 | -71.98 | 59.6838 | 14.9209 | 59.6097 | 163.2351 | 33:00 | 37.9 | 33:00 | -56.93 | 32.5639 | 8.141 | 32.5639 | 89.0622 | 33:00 | 0 | 33:00 | 0 | 0 | 0 | 0 | 0 | 33:00 | 32.91 | 33:00 | 32.91 | 16.346 | 4.0865 | 16.3684 | 44.7063 | 33:00 | 0 | 33:00 | 0 | 0 | 0 | 0 | 0 | 33:00 | 100.52 | 33:00 | -29.72 | 45.0876 | 11.2719 | 45.098 | 123.3145 | 33:00 | 100.54 | 33:00 | -29.71 | 45.0814 | 11.2703 | 45.0918 | 123.2976 | 33:00 | 100.52 | 33:00 | -29.72 | 45.0876 | 11.2719 | 45.098 | 123.3145
10.94 | 2.735 | 33:15 | 39.13 | 33:15 | -54.58 | 32.2329 | 8.0582 |  | 88.1569 | 33:15 | 0 | 33:15 | 0 | 0 | 0 |  | 0 | 33:15 | 0 | 33:15 | -91.97 | 0 | 0 |  | 0 | 33:15 | 55 | 33:15 | -71.84 | 59.6327 | 14.9082 |  | 163.0955 | 33:15 | 37.91 | 33:15 | -56.92 | 32.5667 | 8.1417 |  | 89.07 | 33:15 | 0 | 33:15 | 0 | 0 | 0 |  | 0 | 33:15 | 32.92 | 33:15 | 32.92 | 16.3559 | 4.089 |  | 44.7335 | 33:15 | 0 | 33:15 | 0 | 0 | 0 |  | 0 | 33:15 | 100.5 | 33:15 | -29.73 | 45.0938 | 11.2734 |  | 123.3315 | 33:15 | 100.52 | 33:15 | -29.72 | 45.0876 | 11.2719 |  | 123.3145 | 33:15 | 100.5 | 33:15 | -29.73 | 45.0938 | 11.2734 |  | 123.3315
10.94 | 2.735 | 33:30 | 39.15 | 33:30 | -54.55 | 32.2316 | 8.0579 |  | 88.1535 | 33:30 | 0 | 33:30 | 0 | 0 | 0 |  | 0 | 33:30 | 0 | 33:30 | -92.03 | 0 | 0 |  | 0 | 33:30 | 55.06 | 33:30 | -71.7 | 59.5814 | 14.8954 |  | 162.9552 | 33:30 | 37.91 | 33:30 | -56.91 | 32.561 | 8.1403 |  | 89.0544 | 33:30 | 0 | 33:30 | 0 | 0 | 0 |  | 0 | 33:30 | 32.94 | 33:30 | 32.94 | 16.3758 | 4.094 |  | 44.7878 | 33:30 | 0 | 33:30 | 0 | 0 | 0 |  | 0 | 33:30 | 100.48 | 33:30 | -29.74 | 45.1 | 11.275 |  | 123.3484 | 33:30 | 100.5 | 33:30 | -29.73 | 45.0938 | 11.2734 |  | 123.3315 | 33:30 | 100.48 | 33:30 | -29.74 | 45.1 | 11.275 |  | 123.3484
10.94 | 2.735 | 33:45 | 39.16 | 33:45 | -54.53 | 32.228 | 8.057 |  | 88.1437 | 33:45 | 0 | 33:45 | 0 | 0 | 0 |  | 0 | 33:45 | 0 | 33:45 | -92.08 | 0 | 0 |  | 0 | 33:45 | 55.13 | 33:45 | -71.56 | 59.5407 | 14.8852 |  | 162.8438 | 33:45 | 37.92 | 33:45 | -56.9 | 32.5639 | 8.141 |  | 89.0622 | 33:45 | 0 | 33:45 | 0 | 0 | 0 |  | 0 | 33:45 | 32.96 | 33:45 | 32.96 | 16.3957 | 4.0989 |  | 44.8422 | 33:45 | 0 | 33:45 | 0 | 0 | 0 |  | 0 | 33:45 | 100.47 | 33:45 | -29.75 | 45.1106 | 11.2777 |  | 123.3776 | 33:45 | 100.49 | 33:45 | -29.74 | 45.1045 | 11.2761 |  | 123.3607 | 33:45 | 100.47 | 33:45 | -29.75 | 45.1106 | 11.2777 |  | 123.3776
27.68 | 6.92 | 34:00 | 39.19 | 34:00 | -54.46 | 32.2113 | 8.0528 | 32.3965 | 222.9023 | 34:00 | 0 | 34:00 | 0 | 0 | 0 | 0 | 0 | 34:00 | 0 | 34:00 | -92.16 | 0 | 0 | 49.236 | 0 | 34:00 | 55.14 | 34:00 | -71.52 | 59.5182 | 14.8796 | 61.6858 | 411.8661 | 34:00 | 37.35 | 34:00 | -57.95 | 32.6663 | 8.1666 | 32.6854 | 226.0507 | 34:00 | 0 | 34:00 | 0 | 0 | 0 | 0 | 0 | 34:00 | 32.78 | 34:00 | 32.78 | 16.2171 | 4.0543 | 16.18 | 112.2224 | 34:00 | 0 | 34:00 | 0 | 0 | 0 | 0 | 0 | 34:00 | 0 | 34:00 | 0 | 0 | 0 | 0 | 0 | 34:00 | 114.61 | 34:00 | -21.87 | 37.8292 | 9.4573 | 37.5299 | 261.7779 | 34:00 | 114.59 | 34:00 | -21.88 | 37.8399 | 9.46 | 37.5487 | 261.8519
27.68 | 6.92 | 34:15 | 38.39 | 34:15 | -56.01 | 32.4518 | 8.113 |  | 224.5667 | 34:15 | 0 | 34:15 | 0 | 0 | 0 |  | 0 | 34:15 | 47.24 | 34:15 | -92.22 | 65.7492 | 16.4373 |  | 454.9847 | 34:15 | 47.21 | 34:15 | -87.59 | 62.4086 | 15.6021 |  | 431.8673 | 34:15 | 37.27 | 34:15 | -58.11 | 32.6863 | 8.1716 |  | 226.1893 | 34:15 | 0 | 34:15 | 0 | 0 | 0 |  | 0 | 34:15 | 32.73 | 34:15 | 32.73 | 16.1677 | 4.0419 |  | 111.8803 | 34:15 | 0 | 34:15 | 0 | 0 | 0 |  | 0 | 34:15 | 0 | 34:15 | 0 | 0 | 0 |  | 0 | 34:15 | 115.11 | 34:15 | -21.58 | 37.4904 | 9.3726 |  | 259.4336 | 34:15 | 115.09 | 34:15 | -21.6 | 37.5186 | 9.3797 |  | 259.6289
27.68 | 6.92 | 34:30 | 38.36 | 34:30 | -56.06 | 32.4554 | 8.1139 |  | 224.5916 | 34:30 | 0 | 34:30 | 0 | 0 | 0 |  | 0 | 34:30 | 47.14 | 34:30 | -92.27 | 65.6456 | 16.4114 |  | 454.2677 | 34:30 | 47.12 | 34:30 | -87.76 | 62.4105 | 15.6026 |  | 431.8805 | 34:30 | 37.24 | 34:30 | -58.17 | 32.6937 | 8.1734 |  | 226.2406 | 34:30 | 0 | 34:30 | 0 | 0 | 0 |  | 0 | 34:30 | 32.73 | 34:30 | 32.73 | 16.1677 | 4.0419 |  | 111.8803 | 34:30 | 0 | 34:30 | 0 | 0 | 0 |  | 0 | 34:30 | 0 | 34:30 | 0 | 0 | 0 |  | 0 | 34:30 | 115.21 | 34:30 | -21.53 | 37.436 | 9.359 |  | 259.0574 | 34:30 | 115.19 | 34:30 | -21.54 | 37.4469 | 9.3617 |  | 259.1327
27.68 | 6.92 | 34:45 | 38.34 | 34:45 | -56.11 | 32.4674 | 8.1169 |  | 224.6747 | 34:45 | 0 | 34:45 | 0 | 0 | 0 |  | 0 | 34:45 | 47.04 | 34:45 | -92.33 | 65.549 | 16.3872 |  | 453.5988 | 34:45 | 47.02 | 34:45 | -87.94 | 62.4058 | 15.6014 |  | 431.8479 | 34:45 | 37.21 | 34:45 | -58.22 | 32.6955 | 8.1739 |  | 226.2526 | 34:45 | 0 | 34:45 | 0 | 0 | 0 |  | 0 | 34:45 | 32.73 | 34:45 | 32.73 | 16.1677 | 4.0419 |  | 111.8803 | 34:45 | 0 | 34:45 | 0 | 0 | 0 |  | 0 | 34:45 | 0 | 34:45 | 0 | 0 | 0 |  | 0 | 34:45 | 115.31 | 34:45 | -21.47 | 37.3641 | 9.341 |  | 258.5597 | 34:45 | 115.28 | 34:45 | -21.49 | 37.3892 | 9.3473 |  | 258.7332
27.68 | 6.92 | 35:00 | 38.15 | 35:00 | -56.46 | 32.5081 | 8.127 | 32.4231 | 224.9558 | 35:00 | 0 | 35:00 | 0 | 0 | 0 | 0 | 0 | 35:00 | 46.99 | 35:00 | -92.22 | 65.4013 | 16.3503 | 32.6799 | 452.5768 | 35:00 | 46.97 | 35:00 | -88.02 | 62.3961 | 15.599 | 61.1385 | 431.7811 | 35:00 | 37.32 | 35:00 | -58.02 | 32.6795 | 8.1699 | 32.6796 | 226.1419 | 35:00 | 0 | 35:00 | 0 | 0 | 0 | 0 | 0 | 35:00 | 32.93 | 35:00 | 32.93 | 16.3659 | 4.0915 | 16.3957 | 113.2518 | 35:00 | 0 | 35:00 | 0 | 0 | 0 | 0 | 0 | 35:00 | 0 | 35:00 | 0 | 0 | 0 | 0 | 0 | 35:00 | 114.49 | 35:00 | -21.94 | 37.9105 | 9.4776 | 37.9432 | 262.3409 | 35:00 | 114.46 | 35:00 | -21.95 | 37.9179 | 9.4795 | 37.9643 | 262.3917
27.68 | 6.92 | 35:15 | 38.12 | 35:15 | -56.52 | 32.517 | 8.1293 |  | 225.0178 | 35:15 | 0 | 35:15 | 0 | 0 | 0 |  | 0 | 35:15 | 46.91 | 35:15 | -92.26 | 65.3182 | 16.3296 |  | 452.0023 | 35:15 | 46.88 | 35:15 | -88.18 | 62.3898 | 15.5974 |  | 431.7372 | 35:15 | 37.29 | 35:15 | -58.07 | 32.6813 | 8.1703 |  | 226.1549 | 35:15 | 0 | 35:15 | 0 | 0 | 0 |  | 0 | 35:15 | 32.94 | 35:15 | 32.94 | 16.3758 | 4.094 |  | 113.3206 | 35:15 | 0 | 35:15 | 0 | 0 | 0 |  | 0 | 35:15 | 0 | 35:15 | 0 | 0 | 0 |  | 0 | 35:15 | 114.57 | 35:15 | -21.89 | 37.8506 | 9.4626 |  | 261.9259 | 35:15 | 114.54 | 35:15 | -21.91 | 37.8752 | 9.4688 |  | 262.0965
27.68 | 6.92 | 35:30 | 38.82 | 35:30 | -55.19 | 32.3349 | 8.0837 |  | 223.7575 | 35:30 | 0 | 35:30 | 0 | 0 | 0 |  | 0 | 35:30 | 0 | 35:30 | -92.3 | 0 | 0 |  | 0 | 35:30 | 54.65 | 35:30 | -72.63 | 59.9048 | 14.9762 |  | 414.5414 | 35:30 | 37.31 | 35:30 | -58.03 | 32.6763 | 8.1691 |  | 226.1203 | 35:30 | 0 | 35:30 | 0 | 0 | 0 |  | 0 | 35:30 | 32.98 | 35:30 | 32.98 | 16.4156 | 4.1039 |  | 113.596 | 35:30 | 0 | 35:30 | 0 | 0 | 0 |  | 0 | 35:30 | 0 | 35:30 | 0 | 0 | 0 |  | 0 | 35:30 | 114.31 | 35:30 | -22.04 | 38.0234 | 9.5059 |  | 263.1222 | 35:30 | 114.28 | 35:30 | -22.06 | 38.048 | 9.512 |  | 263.2919
27.68 | 6.92 | 35:45 | 38.81 | 35:45 | -55.2 | 32.3324 | 8.0831 |  | 223.7404 | 35:45 | 0 | 35:45 | 0 | 0 | 0 |  | 0 | 35:45 | 0 | 35:45 | -92.35 | 0 | 0 |  | 0 | 35:45 | 54.71 | 35:45 | -72.5 | 59.8633 | 14.9658 |  | 414.2538 | 35:45 | 37.29 | 35:45 | -58.07 | 32.6813 | 8.1703 |  | 226.1549 | 35:45 | 0 | 35:45 | 0 | 0 | 0 |  | 0 | 35:45 | 32.99 | 35:45 | 32.99 | 16.4256 | 4.1064 |  | 113.6649 | 35:45 | 0 | 35:45 | 0 | 0 | 0 |  | 0 | 35:45 | 0 | 35:45 | 0 | 0 | 0 |  | 0 | 35:45 | 114.36 | 35:45 | -22.01 | 37.9883 | 9.4971 |  | 262.879 | 35:45 | 114.34 | 35:45 | -22.03 | 38.0162 | 9.504 |  | 263.0719
27.68 | 6.92 | 36:00 | 38.83 | 36:00 | -55.17 | 32.3315 | 8.0829 | 32.3337 | 223.7341 | 36:00 | 0 | 36:00 | 0 | 0 | 0 | 0 | 0 | 36:00 | 0 | 36:00 | -93.31 | 0 | 0 | 0 | 0 | 36:00 | 54.46 | 36:00 | -73.05 | 60.0418 | 15.0104 | 60.0357 | 415.4891 | 36:00 | 37.2 | 36:00 | -58.24 | 32.6979 | 8.1745 | 32.6992 | 226.2695 | 36:00 | 0 | 36:00 | 0 | 0 | 0 | 0 | 0 | 36:00 | 32.95 | 36:00 | 32.95 | 16.3858 | 4.0964 | 16.3932 | 113.3894 | 36:00 | 0 | 36:00 | 0 | 0 | 0 | 0 | 0 | 36:00 | 0 | 36:00 | 0 | 0 | 0 | 0 | 0 | 36:00 | 114.35 | 36:00 | -22.02 | 38.0022 | 9.5006 | 37.9502 | 262.9755 | 36:00 | 114.32 | 36:00 | -22.03 | 38.0095 | 9.5024 | 37.9592 | 263.0259
27.68 | 6.92 | 36:15 | 38.82 | 36:15 | -55.19 | 32.3349 | 8.0837 |  | 223.7575 | 36:15 | 0 | 36:15 | 0 | 0 | 0 |  | 0 | 36:15 | 0 | 36:15 | -93.41 | 0 | 0 |  | 0 | 36:15 | 54.48 | 36:15 | -73.03 | 60.0474 | 15.0118 |  | 415.5279 | 36:15 | 37.17 | 36:15 | -58.28 | 32.694 | 8.1735 |  | 226.2423 | 36:15 | 0 | 36:15 | 0 | 0 | 0 |  | 0 | 36:15 | 32.95 | 36:15 | 32.95 | 16.3858 | 4.0964 |  | 113.3894 | 36:15 | 0 | 36:15 | 0 | 0 | 0 |  | 0 | 36:15 | 0 | 36:15 | 0 | 0 | 0 |  | 0 | 36:15 | 114.4 | 36:15 | -21.99 | 37.9671 | 9.4918 |  | 262.732 | 36:15 | 114.38 | 36:15 | -22 | 37.9777 | 9.4944 |  | 262.8055
27.68 | 6.92 | 36:30 | 38.81 | 36:30 | -55.2 | 32.3324 | 8.0831 |  | 223.7404 | 36:30 | 0 | 36:30 | 0 | 0 | 0 |  | 0 | 36:30 | 0 | 36:30 | -93.52 | 0 | 0 |  | 0 | 36:30 | 54.49 | 36:30 | -73 | 60.0337 | 15.0084 |  | 415.4334 | 36:30 | 37.15 | 36:30 | -58.33 | 32.7044 | 8.1761 |  | 226.3146 | 36:30 | 0 | 36:30 | 0 | 0 | 0 |  | 0 | 36:30 | 32.96 | 36:30 | 32.96 | 16.3957 | 4.0989 |  | 113.4583 | 36:30 | 0 | 36:30 | 0 | 0 | 0 |  | 0 | 36:30 | 0 | 36:30 | 0 | 0 | 0 |  | 0 | 36:30 | 114.45 | 36:30 | -21.96 | 37.9318 | 9.483 |  | 262.4883 | 36:30 | 114.43 | 36:30 | -21.97 | 37.9425 | 9.4856 |  | 262.5619
27.68 | 6.92 | 36:45 | 38.8 | 36:45 | -55.22 | 32.3358 | 8.084 |  | 223.7638 | 36:45 | 0 | 36:45 | 0 | 0 | 0 |  | 0 | 36:45 | 0 | 36:45 | 0 | 0 | 0 |  | 0 | 36:45 | 54.5 | 36:45 | -72.97 | 60.0201 | 15.005 |  | 415.3389 | 36:45 | 37.12 | 36:45 | -58.37 | 32.7004 | 8.1751 |  | 226.2869 | 36:45 | 0 | 36:45 | 0 | 0 | 0 |  | 0 | 36:45 | 32.97 | 36:45 | 32.97 | 16.4057 | 4.1014 |  | 113.5271 | 36:45 | 0 | 36:45 | 0 | 0 | 0 |  | 0 | 36:45 | 0 | 36:45 | 0 | 0 | 0 |  | 0 | 36:45 | 114.51 | 36:45 | -21.93 | 37.8999 | 9.475 |  | 262.2671 | 36:45 | 114.48 | 36:45 | -21.94 | 37.9072 | 9.4768 |  | 262.3179
27.68 | 6.92 | 37:00 | 38.72 | 37:00 | -55.38 | 32.3626 | 8.0907 | 32.367 | 223.9495 | 37:00 | 0 | 37:00 | 0 | 0 | 0 | 0 | 0 | 37:00 | 0 | 37:00 | 0 | 0 | 0 | 0 | 0 | 37:00 | 54.65 | 37:00 | -72.64 | 59.9131 | 14.9783 | 59.8715 | 414.5985 | 37:00 | 37.25 | 37:00 | -58.14 | 32.6856 | 8.1714 | 32.6926 | 226.1846 | 37:00 | 0 | 37:00 | 0 | 0 | 0 | 0 | 0 | 37:00 | 32.76 | 37:00 | 32.76 | 16.1973 | 4.0493 | 16.1899 | 112.0855 | 37:00 | 0 | 37:00 | 0 | 0 | 0 | 0 | 0 | 37:00 | 0 | 37:00 | 0 | 0 | 0 | 0 | 0 | 37:00 | 114.24 | 37:00 | -22.08 | 38.0691 | 9.5173 | 38.0269 | 263.4384 | 37:00 | 114.21 | 37:00 | -22.1 | 38.0936 | 9.5234 | 38.0445 | 263.6077
27.68 | 6.92 | 37:15 | 38.71 | 37:15 | -55.4 | 32.366 | 8.0915 |  | 223.9725 | 37:15 | 0 | 37:15 | 0 | 0 | 0 |  | 0 | 37:15 | 0 | 37:15 | 0 | 0 | 0 |  | 0 | 37:15 | 54.69 | 37:15 | -72.56 | 59.8909 | 14.9727 |  | 414.445 | 37:15 | 37.24 | 37:15 | -58.17 | 32.6937 | 8.1734 |  | 226.2406 | 37:15 | 0 | 37:15 | 0 | 0 | 0 |  | 0 | 37:15 | 32.75 | 37:15 | 32.75 | 16.1874 | 4.0469 |  | 112.0171 | 37:15 | 0 | 37:15 | 0 | 0 | 0 |  | 0 | 37:15 | 0 | 37:15 | 0 | 0 | 0 |  | 0 | 37:15 | 114.28 | 37:15 | -22.06 | 38.048 | 9.512 |  | 263.2919 | 37:15 | 114.26 | 37:15 | -22.07 | 38.0585 | 9.5146 |  | 263.3651
27.68 | 6.92 | 37:30 | 38.7 | 37:30 | -55.42 | 32.3693 | 8.0923 |  | 223.9955 | 37:30 | 0 | 37:30 | 0 | 0 | 0 |  | 0 | 37:30 | 0 | 37:30 | 0 | 0 | 0 |  | 0 | 37:30 | 54.72 | 37:30 | -72.48 | 59.8577 | 14.9644 |  | 414.2152 | 37:30 | 37.22 | 37:30 | -58.2 | 32.693 | 8.1733 |  | 226.2357 | 37:30 | 0 | 37:30 | 0 | 0 | 0 |  | 0 | 37:30 | 32.75 | 37:30 | 32.75 | 16.1874 | 4.0469 |  | 112.0171 | 37:30 | 0 | 37:30 | 0 | 0 | 0 |  | 0 | 37:30 | 0 | 37:30 | 0 | 0 | 0 |  | 0 | 37:30 | 114.33 | 37:30 | -22.03 | 38.0128 | 9.5032 |  | 263.0489 | 37:30 | 114.31 | 37:30 | -22.04 | 38.0234 | 9.5059 |  | 263.1222
27.68 | 6.92 | 37:45 | 38.68 | 37:45 | -55.45 | 32.3701 | 8.0925 |  | 224.0009 | 37:45 | 0 | 37:45 | 0 | 0 | 0 |  | 0 | 37:45 | 0 | 37:45 | 0 | 0 | 0 |  | 0 | 37:45 | 54.75 | 37:45 | -72.4 | 59.8244 | 14.9561 |  | 413.9848 | 37:45 | 37.2 | 37:45 | -58.24 | 32.6979 | 8.1745 |  | 226.2695 | 37:45 | 0 | 37:45 | 0 | 0 | 0 |  | 0 | 37:45 | 32.75 | 37:45 | 32.75 | 16.1874 | 4.0469 |  | 112.0171 | 37:45 | 0 | 37:45 | 0 | 0 | 0 |  | 0 | 37:45 | 0 | 37:45 | 0 | 0 | 0 |  | 0 | 37:45 | 114.38 | 37:45 | -22 | 37.9777 | 9.4944 |  | 262.8055 | 37:45 | 114.35 | 37:45 | -22.02 | 38.0022 | 9.5006 |  | 262.9755
27.68 | 6.92 | 38:00 | 38.57 | 38:00 | -55.66 | 32.4003 | 8.1001 | 32.4921 | 224.2098 | 38:00 | 0 | 38:00 | 0 | 0 | 0 | 0 | 0 | 38:00 | 0 | 38:00 | 0 | 0 | 0 | 16.2462 | 0 | 38:00 | 54.75 | 38:00 | -72.41 | 59.8327 | 14.9582 | 61.0977 | 414.042 | 38:00 | 37.05 | 38:00 | -58.51 | 32.717 | 8.1793 | 32.7234 | 226.4019 | 38:00 | 0 | 38:00 | 0 | 0 | 0 | 0 | 0 | 38:00 | 32.75 | 38:00 | 32.75 | 16.1874 | 4.0469 | 16.1677 | 112.0171 | 38:00 | 0 | 38:00 | 0 | 0 | 0 | 0 | 0 | 38:00 | 0 | 38:00 | 0 | 0 | 0 | 0 | 0 | 38:00 | 114.16 | 38:00 | -22.12 | 38.1114 | 9.5278 | 37.973 | 263.7308 | 38:00 | 114.14 | 38:00 | -22.14 | 38.1392 | 9.5348 | 37.9914 | 263.923
27.68 | 6.92 | 38:15 | 38.55 | 38:15 | -55.7 | 32.4067 | 8.1017 |  | 224.2546 | 38:15 | 0 | 38:15 | 0 | 0 | 0 |  | 0 | 38:15 | 0 | 38:15 | 0 | 0 | 0 |  | 0 | 38:15 | 54.78 | 38:15 | -72.35 | 59.8158 | 14.954 |  | 413.9256 | 38:15 | 37.02 | 38:15 | -58.56 | 32.7185 | 8.1796 |  | 226.4119 | 38:15 | 0 | 38:15 | 0 | 0 | 0 |  | 0 | 38:15 | 32.74 | 38:15 | 32.74 | 16.1776 | 4.0444 |  | 111.9487 | 38:15 | 0 | 38:15 | 0 | 0 | 0 |  | 0 | 38:15 | 0 | 38:15 | 0 | 0 | 0 |  | 0 | 38:15 | 114.2 | 38:15 | -22.1 | 38.0903 | 9.5226 |  | 263.5847 | 38:15 | 114.18 | 38:15 | -22.11 | 38.1008 | 9.5252 |  | 263.6577
27.68 | 6.92 | 38:30 | 37.83 | 38:30 | -57.06 | 32.578 | 8.1445 |  | 225.4394 | 38:30 | 0 | 38:30 | 0 | 0 | 0 |  | 0 | 38:30 | 46.75 | 38:30 | 0 | 0 | 0 |  | 0 | 38:30 | 46.72 | 38:30 | -88.46 | 62.3743 | 15.5936 |  | 431.6299 | 38:30 | 36.96 | 38:30 | -58.67 | 32.7268 | 8.1817 |  | 226.4695 | 38:30 | 0 | 38:30 | 0 | 0 | 0 |  | 0 | 38:30 | 32.72 | 38:30 | 32.72 | 16.1578 | 4.0395 |  | 111.812 | 38:30 | 0 | 38:30 | 0 | 0 | 0 |  | 0 | 38:30 | 0 | 38:30 | 0 | 0 | 0 |  | 0 | 38:30 | 114.55 | 38:30 | -21.9 | 37.8612 | 9.4653 |  | 261.9998 | 38:30 | 114.52 | 38:30 | -21.92 | 37.8859 | 9.4715 |  | 262.1704
27.68 | 6.92 | 38:45 | 37.79 | 38:45 | -57.13 | 32.5834 | 8.1459 |  | 225.4773 | 38:45 | 0 | 38:45 | 0 | 0 | 0 |  | 0 | 38:45 | 46.63 | 38:45 | -92.34 | 64.9847 | 16.2462 |  | 449.6939 | 38:45 | 46.61 | 38:45 | -88.66 | 62.3681 | 15.592 |  | 431.5872 | 38:45 | 36.94 | 38:45 | -58.71 | 32.7314 | 8.1829 |  | 226.5013 | 38:45 | 0 | 38:45 | 0 | 0 | 0 |  | 0 | 38:45 | 32.71 | 38:45 | 32.71 | 16.1479 | 4.037 |  | 111.7436 | 38:45 | 0 | 38:45 | 0 | 0 | 0 |  | 0 | 38:45 | 0 | 38:45 | 0 | 0 | 0 |  | 0 | 38:45 | 114.61 | 38:45 | -21.87 | 37.8292 | 9.4573 |  | 261.7779 | 38:45 | 114.59 | 38:45 | -21.88 | 37.8399 | 9.46 |  | 261.8519
27.68 | 6.92 | 39:00 | 37.76 | 39:00 | -57.2 | 32.5975 | 8.1494 | 32.4924 | 225.5744 | 39:00 | 0 | 39:00 | 0 | 0 | 0 | 0 | 0 | 39:00 | 46 | 39:00 | -93.33 | 64.794 | 16.1985 | 16.1985 | 448.3744 | 39:00 | 45.98 | 39:00 | -89.74 | 62.2746 | 15.5686 | 60.7621 | 430.94 | 39:00 | 36.75 | 39:00 | -59.05 | 32.7516 | 8.1879 | 32.7549 | 226.6413 | 39:00 | 0 | 39:00 | 0 | 0 | 0 | 0 | 0 | 39:00 | 32.66 | 39:00 | 32.66 | 16.0986 | 4.0246 | 16.1085 | 111.4023 | 39:00 | 0 | 39:00 | 0 | 0 | 0 | 0 | 0 | 39:00 | 0 | 39:00 | 0 | 0 | 0 | 0 | 0 | 39:00 | 114.92 | 39:00 | -21.69 | 37.6193 | 9.4048 | 37.7128 | 260.3256 | 39:00 | 114.89 | 39:00 | -21.71 | 37.6442 | 9.411 | 37.7349 | 260.4976
27.68 | 6.92 | 39:15 | 38.38 | 39:15 | -56.03 | 32.455 | 8.1137 |  | 224.5884 | 39:15 | 0 | 39:15 | 0 | 0 | 0 |  | 0 | 39:15 | 0 | 39:15 | -93.47 | 0 | 0 |  | 0 | 39:15 | 54.17 | 39:15 | -73.7 | 60.2535 | 15.0634 |  | 416.9539 | 39:15 | 36.76 | 39:15 | -59.04 | 32.755 | 8.1887 |  | 226.6645 | 39:15 | 0 | 39:15 | 0 | 0 | 0 |  | 0 | 39:15 | 32.68 | 39:15 | 32.68 | 16.1183 | 4.0296 |  | 111.5388 | 39:15 | 0 | 39:15 | 0 | 0 | 0 |  | 0 | 39:15 | 0 | 39:15 | 0 | 0 | 0 |  | 0 | 39:15 | 114.69 | 39:15 | -21.82 | 37.769 | 9.4423 |  | 261.3618 | 39:15 | 114.67 | 39:15 | -21.84 | 37.7971 | 9.4493 |  | 261.5557
27.68 | 6.92 | 39:30 | 38.36 | 39:30 | -56.06 | 32.4554 | 8.1139 |  | 224.5916 | 39:30 | 0 | 39:30 | 0 | 0 | 0 |  | 0 | 39:30 | 0 | 39:30 | -93.6 | 0 | 0 |  | 0 | 39:30 | 54.17 | 39:30 | -73.71 | 60.2616 | 15.0654 |  | 417.0105 | 39:30 | 36.73 | 39:30 | -59.09 | 32.756 | 8.189 |  | 226.6714 | 39:30 | 0 | 39:30 | 0 | 0 | 0 |  | 0 | 39:30 | 32.67 | 39:30 | 32.67 | 16.1085 | 4.0271 |  | 111.4705 | 39:30 | 0 | 39:30 | 0 | 0 | 0 |  | 0 | 39:30 | 0 | 39:30 | 0 | 0 | 0 |  | 0 | 39:30 | 114.74 | 39:30 | -21.8 | 37.7509 | 9.4377 |  | 261.236 | 39:30 | 114.71 | 39:30 | -21.81 | 37.7583 | 9.4396 |  | 261.2875
27.68 | 6.92 | 39:45 | 38.34 | 39:45 | -56.1 | 32.4617 | 8.1154 |  | 224.6346 | 39:45 | 0 | 39:45 | 0 | 0 | 0 |  | 0 | 39:45 | 0 | 39:45 | -93.74 | 0 | 0 |  | 0 | 39:45 | 54.16 | 39:45 | -73.72 | 60.2587 | 15.0647 |  | 416.9901 | 39:45 | 36.7 | 39:45 | -59.14 | 32.7569 | 8.1892 |  | 226.6779 | 39:45 | 0 | 39:45 | 0 | 0 | 0 |  | 0 | 39:45 | 32.67 | 39:45 | 32.67 | 16.1085 | 4.0271 |  | 111.4705 | 39:45 | 0 | 39:45 | 0 | 0 | 0 |  | 0 | 39:45 | 0 | 39:45 | 0 | 0 | 0 |  | 0 | 39:45 | 114.78 | 39:45 | -21.77 | 37.7121 | 9.428 |  | 260.9675 | 39:45 | 114.76 | 39:45 | -21.79 | 37.7401 | 9.435 |  | 261.1617
27.68 | 6.92 | 40:00 | 38.43 | 40:00 | -55.93 | 32.4393 | 8.1098 | 32.444 | 224.4796 | 40:00 | 0 | 40:00 | 0 | 0 | 0 | 0 | 0 | 40:00 | 0 | 40:00 | -93.56 | 0 | 0 | 0 | 0 | 40:00 | 54.23 | 40:00 | -73.57 | 60.2138 | 15.0534 | 60.2059 | 416.6795 | 40:00 | 36.92 | 40:00 | -58.74 | 32.7304 | 8.1826 | 32.7344 | 226.4944 | 40:00 | 0 | 40:00 | 0 | 0 | 0 | 0 | 0 | 40:00 | 32.76 | 40:00 | 32.76 | 16.1973 | 4.0493 | 16.1899 | 112.0855 | 40:00 | 0 | 40:00 | 0 | 0 | 0 | 0 | 0 | 40:00 | 0 | 40:00 | 0 | 0 | 0 | 0 | 0 | 40:00 | 114.21 | 40:00 | -22.09 | 38.0764 | 9.5191 | 38.0551 | 263.4885 | 40:00 | 114.19 | 40:00 | -22.11 | 38.1042 | 9.526 | 38.0718 | 263.6808
27.68 | 6.92 | 40:15 | 38.42 | 40:15 | -55.95 | 32.4424 | 8.1106 |  | 224.5015 | 40:15 | 0 | 40:15 | 0 | 0 | 0 |  | 0 | 40:15 | 0 | 40:15 | -93.68 | 0 | 0 |  | 0 | 40:15 | 54.24 | 40:15 | -73.55 | 60.2085 | 15.0521 |  | 416.643 | 40:15 | 36.9 | 40:15 | -58.78 | 32.7349 | 8.1837 |  | 226.5258 | 40:15 | 0 | 40:15 | 0 | 0 | 0 |  | 0 | 40:15 | 32.75 | 40:15 | 32.75 | 16.1874 | 4.0469 |  | 112.0171 | 40:15 | 0 | 40:15 | 0 | 0 | 0 |  | 0 | 40:15 | 0 | 40:15 | 0 | 0 | 0 |  | 0 | 40:15 | 114.25 | 40:15 | -22.08 | 38.0725 | 9.5181 |  | 263.4614 | 40:15 | 114.22 | 40:15 | -22.09 | 38.0797 | 9.5199 |  | 263.5115
27.68 | 6.92 | 40:30 | 38.41 | 40:30 | -55.97 | 32.4456 | 8.1114 |  | 224.5233 | 40:30 | 0 | 40:30 | 0 | 0 | 0 |  | 0 | 40:30 | 0 | 40:30 | -93.79 | 0 | 0 |  | 0 | 40:30 | 54.25 | 40:30 | -73.53 | 60.2033 | 15.0508 |  | 416.6065 | 40:30 | 36.88 | 40:30 | -58.81 | 32.7339 | 8.1835 |  | 226.5186 | 40:30 | 0 | 40:30 | 0 | 0 | 0 |  | 0 | 40:30 | 32.75 | 40:30 | 32.75 | 16.1874 | 4.0469 |  | 112.0171 | 40:30 | 0 | 40:30 | 0 | 0 | 0 |  | 0 | 40:30 | 0 | 40:30 | 0 | 0 | 0 |  | 0 | 40:30 | 114.28 | 40:30 | -22.06 | 38.048 | 9.512 |  | 263.2919 | 40:30 | 114.25 | 40:30 | -22.07 | 38.0552 | 9.5138 |  | 263.3421
27.68 | 6.92 | 40:45 | 38.4 | 40:45 | -55.99 | 32.4487 | 8.1122 |  | 224.545 | 40:45 | 0 | 40:45 | 0 | 0 | 0 |  | 0 | 40:45 | 0 | 40:45 | 0 | 0 | 0 |  | 0 | 40:45 | 54.26 | 40:45 | -73.51 | 60.198 | 15.0495 |  | 416.57 | 40:45 | 36.86 | 40:45 | -58.85 | 32.7384 | 8.1846 |  | 226.5497 | 40:45 | 0 | 40:45 | 0 | 0 | 0 |  | 0 | 40:45 | 32.75 | 40:45 | 32.75 | 16.1874 | 4.0469 |  | 112.0171 | 40:45 | 0 | 40:45 | 0 | 0 | 0 |  | 0 | 40:45 | 0 | 40:45 | 0 | 0 | 0 |  | 0 | 40:45 | 114.31 | 40:45 | -22.04 | 38.0234 | 9.5059 |  | 263.1222 | 40:45 | 114.28 | 40:45 | -22.06 | 38.048 | 9.512 |  | 263.2919
10.94 | 2.735 | 41:00 | 38.51 | 41:00 | -55.79 | 32.4254 | 8.1064 | 32.418 | 88.6835 | 41:00 | 0 | 41:00 | 0 | 0 | 0 | 0 | 0 | 41:00 | 0 | 41:00 | 0 | 0 | 0 | 0 | 0 | 41:00 | 54.33 | 41:00 | -73.36 | 60.1526 | 15.0382 | 60.1283 | 164.5175 | 41:00 | 0 | 41:00 | 0 | 0 | 0 | 0 | 0 | 41:00 | 0 | 41:00 | 0 | 0 | 0 | 8.1686 | 0 | 41:00 | 34.21 | 41:00 | 34.21 | 17.6629 | 4.4157 | 17.3541 | 48.308 | 41:00 | 0 | 41:00 | 0 | 0 | 0 | 0 | 0 | 41:00 | 99.61 | 41:00 | -30.21 | 45.416 | 11.354 | 45.3659 | 124.2129 | 41:00 | 99.63 | 41:00 | -30.2 | 45.4101 | 11.3525 | 45.3599 | 124.1967 | 41:00 | 99.61 | 41:00 | -30.21 | 45.416 | 11.354 | 45.3659 | 124.2129
10.94 | 2.735 | 41:15 | 38.52 | 41:15 | -55.76 | 32.4164 | 8.1041 |  | 88.6588 | 41:15 | 0 | 41:15 | 0 | 0 | 0 |  | 0 | 41:15 | 0 | 41:15 | 0 | 0 | 0 |  | 0 | 41:15 | 54.35 | 41:15 | -73.31 | 60.1338 | 15.0334 |  | 164.4659 | 41:15 | 0 | 41:15 | 0 | 0 | 0 |  | 0 | 41:15 | 0 | 41:15 | 0 | 0 | 0 |  | 0 | 41:15 | 34.23 | 41:15 | 34.23 | 17.6835 | 4.4209 |  | 48.3645 | 41:15 | 0 | 41:15 | 0 | 0 | 0 |  | 0 | 41:15 | 99.54 | 41:15 | -30.25 | 45.4442 | 11.3611 |  | 124.2899 | 41:15 | 99.56 | 41:15 | -30.24 | 45.4383 | 11.3596 |  | 124.2738 | 41:15 | 99.54 | 41:15 | -30.25 | 45.4442 | 11.3611 |  | 124.2899
10.94 | 2.735 | 41:30 | 38.53 | 41:30 | -55.74 | 32.4132 | 8.1033 |  | 88.65 | 41:30 | 0 | 41:30 | 0 | 0 | 0 |  | 0 | 41:30 | 0 | 41:30 | 0 | 0 | 0 |  | 0 | 41:30 | 54.37 | 41:30 | -73.25 | 60.1067 | 15.0267 |  | 164.3917 | 41:30 | 0 | 41:30 | 0 | 0 | 0 |  | 0 | 41:30 | 0 | 41:30 | 0 | 0 | 0 |  | 0 | 41:30 | 34.25 | 41:30 | 34.25 | 17.7042 | 4.4261 |  | 48.421 | 41:30 | 0 | 41:30 | 0 | 0 | 0 |  | 0 | 41:30 | 99.48 | 41:30 | -30.28 | 45.4619 | 11.3655 |  | 124.3382 | 41:30 | 99.5 | 41:30 | -30.27 | 45.456 | 11.364 |  | 124.3221 | 41:30 | 99.48 | 41:30 | -30.28 | 45.4619 | 11.3655 |  | 124.3382
10.94 | 2.735 | 41:45 | 38.5 | 41:45 | -55.79 | 32.417 | 8.1042 |  | 88.6605 | 41:45 | 0 | 41:45 | 0 | 0 | 0 |  | 0 | 41:45 | 0 | 41:45 | 0 | 0 | 0 |  | 0 | 41:45 | 54.36 | 41:45 | -73.28 | 60.1202 | 15.0301 |  | 164.4288 | 41:45 | 0 | 41:45 | 0 | 0 | 0 |  | 0 | 41:45 | 37.34 | 41:45 | -57.98 | 32.6744 | 8.1686 |  | 89.3646 | 41:45 | 32.93 | 41:45 | 32.93 | 16.3659 | 4.0915 |  | 44.7607 | 41:45 | 0 | 41:45 | 0 | 0 | 0 |  | 0 | 41:45 | 100.37 | 41:45 | -29.8 | 45.1415 | 11.2854 |  | 123.462 | 41:45 | 100.39 | 41:45 | -29.79 | 45.1353 | 11.2838 |  | 123.4451 | 41:45 | 100.37 | 41:45 | -29.8 | 45.1415 | 11.2854 |  | 123.462
10.94 | 2.735 | 42:00 | 38.5 | 42:00 | -55.79 | 32.417 | 8.1042 | 32.4173 | 88.6605 | 42:00 | 0 | 42:00 | 0 | 0 | 0 | 0 | 0 | 42:00 | 0 | 42:00 | 0 | 0 | 0 | 0 | 0 | 42:00 | 54.32 | 42:00 | -73.37 | 60.1498 | 15.0374 | 60.1452 | 164.5096 | 42:00 | 0 | 42:00 | 0 | 0 | 0 | 0 | 0 | 42:00 | 37.48 | 42:00 | -57.72 | 32.6499 | 8.1625 | 32.6476 | 89.2974 | 42:00 | 32.9 | 42:00 | 32.9 | 16.3361 | 4.084 | 16.3535 | 44.6791 | 42:00 | 0 | 42:00 | 0 | 0 | 0 | 0 | 0 | 42:00 | 100.36 | 42:00 | -29.81 | 45.1521 | 11.288 | 45.1705 | 123.4911 | 42:00 | 100.38 | 42:00 | -29.79 | 45.1308 | 11.2827 | 45.1606 | 123.4328 | 42:00 | 100.36 | 42:00 | -29.81 | 45.1521 | 11.288 | 45.1705 | 123.4911
10.94 | 2.735 | 42:15 | 38.51 | 42:15 | -55.78 | 32.4196 | 8.1049 |  | 88.6676 | 42:15 | 0 | 42:15 | 0 | 0 | 0 |  | 0 | 42:15 | 0 | 42:15 | 0 | 0 | 0 |  | 0 | 42:15 | 54.33 | 42:15 | -73.36 | 60.1526 | 15.0382 |  | 164.5175 | 42:15 | 0 | 42:15 | 0 | 0 | 0 |  | 0 | 42:15 | 37.47 | 42:15 | -57.73 | 32.6468 | 8.1617 |  | 89.2891 | 42:15 | 32.91 | 42:15 | 32.91 | 16.346 | 4.0865 |  | 44.7063 | 42:15 | 0 | 42:15 | 0 | 0 | 0 |  | 0 | 42:15 | 100.32 | 42:15 | -29.83 | 45.1644 | 11.2911 |  | 123.5247 | 42:15 | 100.34 | 42:15 | -29.82 | 45.1583 | 11.2896 |  | 123.5079 | 42:15 | 100.32 | 42:15 | -29.83 | 45.1644 | 11.2911 |  | 123.5247
10.94 | 2.735 | 42:30 | 38.52 | 42:30 | -55.77 | 32.4222 | 8.1056 |  | 88.6747 | 42:30 | 0 | 42:30 | 0 | 0 | 0 |  | 0 | 42:30 | 0 | 42:30 | 0 | 0 | 0 |  | 0 | 42:30 | 54.34 | 42:30 | -73.34 | 60.1473 | 15.0368 |  | 164.5029 | 42:30 | 0 | 42:30 | 0 | 0 | 0 |  | 0 | 42:30 | 37.47 | 42:30 | -57.73 | 32.6468 | 8.1617 |  | 89.2891 | 42:30 | 32.92 | 42:30 | 32.92 | 16.3559 | 4.089 |  | 44.7335 | 42:30 | 0 | 42:30 | 0 | 0 | 0 |  | 0 | 42:30 | 100.28 | 42:30 | -29.85 | 45.1767 | 11.2942 |  | 123.5582 | 42:30 | 100.3 | 42:30 | -29.84 | 45.1706 | 11.2926 |  | 123.5415 | 42:30 | 100.28 | 42:30 | -29.85 | 45.1767 | 11.2942 |  | 123.5582
10.94 | 2.735 | 42:45 | 38.52 | 42:45 | -55.75 | 32.4106 | 8.1026 |  | 88.6429 | 42:45 | 0 | 42:45 | 0 | 0 | 0 |  | 0 | 42:45 | 0 | 42:45 | 0 | 0 | 0 |  | 0 | 42:45 | 54.34 | 42:45 | -73.32 | 60.1309 | 15.0327 |  | 164.458 | 42:45 | 0 | 42:45 | 0 | 0 | 0 |  | 0 | 42:45 | 37.47 | 42:45 | -57.73 | 32.6468 | 8.1617 |  | 89.2891 | 42:45 | 32.94 | 42:45 | 32.94 | 16.3758 | 4.094 |  | 44.7878 | 42:45 | 0 | 42:45 | 0 | 0 | 0 |  | 0 | 42:45 | 100.24 | 42:45 | -29.87 | 45.1889 | 11.2972 |  | 123.5917 | 42:45 | 100.26 | 42:45 | -29.86 | 45.1828 | 11.2957 |  | 123.575 | 42:45 | 100.24 | 42:45 | -29.87 | 45.1889 | 11.2972 |  | 123.5917
10.94 | 2.735 | 43:00 | 38.58 | 43:00 | -55.65 | 32.4028 | 8.1007 | 32.3988 | 88.6218 | 43:00 | 0 | 43:00 | 0 | 0 | 0 | 0 | 0 | 43:00 | 0 | 43:00 | 0 | 0 | 0 | 0 | 0 | 43:00 | 54.35 | 43:00 | -73.3 | 60.1256 | 15.0314 | 60.1175 | 164.4434 | 43:00 | 0 | 43:00 | 0 | 0 | 0 | 0 | 0 | 43:00 | 37.07 | 43:00 | -58.48 | 32.7179 | 8.1795 | 32.7176 | 89.4835 | 43:00 | 32.87 | 43:00 | 32.87 | 16.3063 | 4.0766 | 16.3137 | 44.5977 | 43:00 | 0 | 43:00 | 0 | 0 | 0 | 0 | 0 | 43:00 | 101.28 | 43:00 | -29.3 | 44.7865 | 11.1966 | 44.8065 | 122.491 | 43:00 | 101.3 | 43:00 | -29.29 | 44.78 | 11.195 | 44.7962 | 122.4734 | 43:00 | 101.28 | 43:00 | -29.3 | 44.7865 | 11.1966 | 44.8065 | 122.491
10.94 | 2.735 | 43:15 | 38.59 | 43:15 | -55.63 | 32.3996 | 8.0999 |  | 88.6129 | 43:15 | 0 | 43:15 | 0 | 0 | 0 |  | 0 | 43:15 | 0 | 43:15 | 0 | 0 | 0 |  | 0 | 43:15 | 54.36 | 43:15 | -73.28 | 60.1202 | 15.0301 |  | 164.4288 | 43:15 | 0 | 43:15 | 0 | 0 | 0 |  | 0 | 43:15 | 37.05 | 43:15 | -58.5 | 32.7114 | 8.1779 |  | 89.4658 | 43:15 | 32.87 | 43:15 | 32.87 | 16.3063 | 4.0766 |  | 44.5977 | 43:15 | 0 | 43:15 | 0 | 0 | 0 |  | 0 | 43:15 | 101.26 | 43:15 | -29.32 | 44.8082 | 11.2021 |  | 122.5504 | 43:15 | 101.28 | 43:15 | -29.3 | 44.7865 | 11.1966 |  | 122.491 | 43:15 | 101.26 | 43:15 | -29.32 | 44.8082 | 11.2021 |  | 122.5504
10.94 | 2.735 | 43:30 | 38.6 | 43:30 | -55.62 | 32.4022 | 8.1005 |  | 88.6199 | 43:30 | 0 | 43:30 | 0 | 0 | 0 |  | 0 | 43:30 | 0 | 43:30 | 0 | 0 | 0 |  | 0 | 43:30 | 54.37 | 43:30 | -73.26 | 60.1149 | 15.0287 |  | 164.4142 | 43:30 | 0 | 43:30 | 0 | 0 | 0 |  | 0 | 43:30 | 37.04 | 43:30 | -58.53 | 32.7194 | 8.1798 |  | 89.4875 | 43:30 | 32.88 | 43:30 | 32.88 | 16.3162 | 4.0791 |  | 44.6248 | 43:30 | 0 | 43:30 | 0 | 0 | 0 |  | 0 | 43:30 | 101.24 | 43:30 | -29.33 | 44.8146 | 11.2037 |  | 122.568 | 43:30 | 101.26 | 43:30 | -29.32 | 44.8082 | 11.2021 |  | 122.5504 | 43:30 | 101.24 | 43:30 | -29.33 | 44.8146 | 11.2037 |  | 122.568
10.94 | 2.735 | 43:45 | 38.6 | 43:45 | -55.6 | 32.3905 | 8.0976 |  | 88.588 | 43:45 | 0 | 43:45 | 0 | 0 | 0 |  | 0 | 43:45 | 0 | 43:45 | 0 | 0 | 0 |  | 0 | 43:45 | 54.38 | 43:45 | -73.24 | 60.1095 | 15.0274 |  | 164.3995 | 43:45 | 0 | 43:45 | 0 | 0 | 0 |  | 0 | 43:45 | 37.03 | 43:45 | -58.55 | 32.7217 | 8.1804 |  | 89.4939 | 43:45 | 32.89 | 43:45 | 32.89 | 16.3261 | 4.0815 |  | 44.652 | 43:45 | 0 | 43:45 | 0 | 0 | 0 |  | 0 | 43:45 | 101.21 | 43:45 | -29.34 | 44.8166 | 11.2042 |  | 122.5735 | 43:45 | 101.23 | 43:45 | -29.33 | 44.8102 | 11.2026 |  | 122.5559 | 43:45 | 101.21 | 43:45 | -29.34 | 44.8166 | 11.2042 |  | 122.5735
10.94 | 2.735 | 44:00 | 38.7 | 44:00 | -55.42 | 32.3693 | 8.0923 | 32.3612 | 88.53 | 44:00 | 0 | 44:00 | 0 | 0 | 0 | 0 | 0 | 44:00 | 0 | 44:00 | 0 | 0 | 0 | 0 | 0 | 44:00 | 54.57 | 44:00 | -72.82 | 59.9736 | 14.9934 | 59.9171 | 164.0279 | 44:00 | 0 | 44:00 | 0 | 0 | 0 | 0 | 0 | 44:00 | 37.12 | 44:00 | -58.39 | 32.7116 | 8.1779 | 32.7124 | 89.4663 | 44:00 | 32.95 | 44:00 | 32.95 | 16.3858 | 4.0964 | 16.4032 | 44.815 | 44:00 | 0 | 44:00 | 0 | 0 | 0 | 0 | 0 | 44:00 | 101.14 | 44:00 | -29.38 | 44.8467 | 11.2117 | 44.8606 | 122.6557 | 44:00 | 101.16 | 44:00 | -29.37 | 44.8403 | 11.2101 | 44.8542 | 122.6382 | 44:00 | 101.14 | 44:00 | -29.38 | 44.8467 | 11.2117 | 44.8606 | 122.6557
10.94 | 2.735 | 44:15 | 38.71 | 44:15 | -55.39 | 32.3601 | 8.09 |  | 88.5049 | 44:15 | 0 | 44:15 | 0 | 0 | 0 |  | 0 | 44:15 | 0 | 44:15 | 0 | 0 | 0 |  | 0 | 44:15 | 54.62 | 44:15 | -72.69 | 59.9214 | 14.9804 |  | 163.8851 | 44:15 | 0 | 44:15 | 0 | 0 | 0 |  | 0 | 44:15 | 37.11 | 44:15 | -58.41 | 32.714 | 8.1785 |  | 89.4728 | 44:15 | 32.96 | 44:15 | 32.96 | 16.3957 | 4.0989 |  | 44.8422 | 44:15 | 0 | 44:15 | 0 | 0 | 0 |  | 0 | 44:15 | 101.11 | 44:15 | -29.39 | 44.8486 | 11.2122 |  | 122.661 | 44:15 | 101.13 | 44:15 | -29.38 | 44.8423 | 11.2106 |  | 122.6436 | 44:15 | 101.11 | 44:15 | -29.39 | 44.8486 | 11.2122 |  | 122.661
10.94 | 2.735 | 44:30 | 38.73 | 44:30 | -55.36 | 32.3593 | 8.0898 |  | 88.5027 | 44:30 | 0 | 44:30 | 0 | 0 | 0 |  | 0 | 44:30 | 0 | 44:30 | -92.52 | 0 | 0 |  | 0 | 44:30 | 54.67 | 44:30 | -72.6 | 59.902 | 14.9755 |  | 163.832 | 44:30 | 0 | 44:30 | 0 | 0 | 0 |  | 0 | 44:30 | 37.1 | 44:30 | -58.42 | 32.7108 | 8.1777 |  | 89.464 | 44:30 | 32.97 | 44:30 | 32.97 | 16.4057 | 4.1014 |  | 44.8695 | 44:30 | 0 | 44:30 | 0 | 0 | 0 |  | 0 | 44:30 | 101.09 | 44:30 | -29.41 | 44.8703 | 11.2176 |  | 122.7202 | 44:30 | 101.11 | 44:30 | -29.4 | 44.8639 | 11.216 |  | 122.7028 | 44:30 | 101.09 | 44:30 | -29.41 | 44.8703 | 11.2176 |  | 122.7202
10.94 | 2.735 | 44:45 | 38.74 | 44:45 | -55.34 | 32.356 | 8.089 |  | 88.4936 | 44:45 | 0 | 44:45 | 0 | 0 | 0 |  | 0 | 44:45 | 0 | 44:45 | -92.61 | 0 | 0 |  | 0 | 44:45 | 54.71 | 44:45 | -72.51 | 59.8715 | 14.9679 |  | 163.7486 | 44:45 | 0 | 44:45 | 0 | 0 | 0 |  | 0 | 44:45 | 37.09 | 44:45 | -58.44 | 32.7132 | 8.1783 |  | 89.4705 | 44:45 | 32.99 | 44:45 | 32.99 | 16.4256 | 4.1064 |  | 44.9239 | 44:45 | 0 | 44:45 | 0 | 0 | 0 |  | 0 | 44:45 | 101.07 | 44:45 | -29.42 | 44.8767 | 11.2192 |  | 122.7377 | 44:45 | 101.09 | 44:45 | -29.41 | 44.8703 | 11.2176 |  | 122.7202 | 44:45 | 101.07 | 44:45 | -29.42 | 44.8767 | 11.2192 |  | 122.7377
6.72 | 1.68 | 45:00 | 38.67 | 45:00 | -55.47 | 32.3734 | 8.0933 | 32.4384 | 54.3873 | 45:00 | 0 | 45:00 | 0 | 0 | 0 | 0 | 0 | 45:00 | 0 | 45:00 | -93.07 | 0 | 0 | 32.8072 | 0 | 45:00 | 54.65 | 45:00 | -72.64 | 59.9131 | 14.9783 | 61.1272 | 100.654 | 45:00 | 0 | 45:00 | 0 | 0 | 0 | 0 | 0 | 45:00 | 37.51 | 45:00 | -57.65 | 32.6364 | 8.1591 | 32.6842 | 54.8291 | 45:00 | 33.26 | 45:00 | 33.26 | 16.6955 | 4.1739 | 15.7911 | 28.0485 | 45:00 | 0 | 45:00 | 0 | 0 | 0 | 5.8403 | 0 | 45:00 | 100.74 | 45:00 | -29.6 | 45.0038 | 11.251 | 44.9502 | 75.6064 | 45:00 | 100.77 | 45:00 | -29.58 | 44.9868 | 11.2467 | 44.9412 | 75.5778 | 45:00 | 100.75 | 45:00 | -29.6 | 45.0083 | 11.2521 | 44.9513 | 75.6139
6.72 | 1.68 | 45:15 | 38.68 | 45:15 | -55.45 | 32.3701 | 8.0925 |  | 54.3817 | 45:15 | 0 | 45:15 | 0 | 0 | 0 |  | 0 | 45:15 | 0 | 45:15 | -93.19 | 0 | 0 |  | 0 | 45:15 | 54.67 | 45:15 | -72.58 | 59.8855 | 14.9714 |  | 100.6076 | 45:15 | 0 | 45:15 | 0 | 0 | 0 |  | 0 | 45:15 | 37.52 | 45:15 | -57.64 | 32.6394 | 8.1599 |  | 54.8342 | 45:15 | 33.28 | 45:15 | 33.28 | 16.7156 | 4.1789 |  | 28.0822 | 45:15 | 0 | 45:15 | 0 | 0 | 0 |  | 0 | 45:15 | 100.72 | 45:15 | -29.61 | 45.0101 | 11.2525 |  | 75.6169 | 45:15 | 100.74 | 45:15 | -29.6 | 45.0038 | 11.251 |  | 75.6064 | 45:15 | 100.72 | 45:15 | -29.61 | 45.0101 | 11.2525 |  | 75.6169
6.72 | 1.68 | 45:30 | 38.17 | 45:30 | -56.42 | 32.5021 | 8.1255 |  | 54.6035 | 45:30 | 0 | 45:30 | 0 | 0 | 0 |  | 0 | 45:30 | 46.64 | 45:30 | -93.3 | 65.6744 | 16.4186 |  | 110.3329 | 45:30 | 46.61 | 45:30 | -88.66 | 62.3681 | 15.592 |  | 104.7784 | 45:30 | 0 | 45:30 | 0 | 0 | 0 |  | 0 | 45:30 | 37.51 | 45:30 | -57.66 | 32.642 | 8.1605 |  | 54.8386 | 45:30 | 33.29 | 45:30 | 33.29 | 16.7257 | 4.1814 |  | 28.0991 | 45:30 | 0 | 45:30 | 0 | 0 | 0 |  | 0 | 45:30 | 100.86 | 45:30 | -29.53 | 44.9509 | 11.2377 |  | 75.5175 | 45:30 | 100.88 | 45:30 | -29.52 | 44.9446 | 11.2361 |  | 75.5069 | 45:30 | 100.86 | 45:30 | -29.53 | 44.9509 | 11.2377 |  | 75.5175
6.72 | 1.68 | 45:45 | 38.13 | 45:45 | -56.49 | 32.5083 | 8.1271 |  | 54.6139 | 45:45 | 0 | 45:45 | 0 | 0 | 0 |  | 0 | 45:45 | 46.5 | 45:45 | -93.41 | 65.5544 | 16.3886 |  | 110.1314 | 45:45 | 46.47 | 45:45 | -88.89 | 62.3421 | 15.5855 |  | 104.7347 | 45:45 | 0 | 45:45 | 0 | 0 | 0 |  | 0 | 45:45 | 35.86 | 45:45 | -60.64 | 32.819 | 8.2047 |  | 55.1359 | 45:45 | 29.38 | 45:45 | 29.38 | 13.0274 | 3.2569 |  | 21.8861 | 45:45 | 29.71 | 45:45 | -52.1 | 23.3612 | 5.8403 |  | 39.2469 | 45:45 | 101.15 | 45:45 | -29.37 | 44.8359 | 11.209 |  | 75.3242 | 45:45 | 101.17 | 45:45 | -29.36 | 44.8295 | 11.2074 |  | 75.3135 | 45:45 | 101.15 | 45:45 | -29.37 | 44.8359 | 11.209 |  | 75.3242
6.72 | 1.68 | 46:00 | 38.1 | 46:00 | -56.55 | 32.5172 | 8.1293 | 32.5275 | 54.6289 | 46:00 | 0 | 46:00 | 0 | 0 | 0 | 0 | 0 | 46:00 | 46.63 | 46:00 | -93.04 | 65.4773 | 16.3693 | 65.3507 | 110.0019 | 46:00 | 46.6 | 46:00 | -88.66 | 62.3547 | 15.5887 | 62.3427 | 104.7559 | 46:00 | 0 | 46:00 | 0 | 0 | 0 | 0 | 0 | 46:00 | 36.08 | 46:00 | -60.25 | 32.808 | 8.202 | 32.8084 | 55.1174 | 46:00 | 29.07 | 46:00 | 29.07 | 12.754 | 3.1885 | 12.7277 | 21.4267 | 46:00 | 29.03 | 46:00 | -53.04 | 23.2384 | 5.8096 | 23.2538 | 39.0405 | 46:00 | 101.7 | 46:00 | -29.07 | 44.6192 | 11.1548 | 44.6071 | 74.9602 | 46:00 | 101.73 | 46:00 | -29.06 | 44.617 | 11.1542 | 44.6016 | 74.9565 | 46:00 | 101.7 | 46:00 | -29.07 | 44.6192 | 11.1548 | 44.6071 | 74.9602
6.72 | 1.68 | 46:15 | 38.08 | 46:15 | -56.59 | 32.5231 | 8.1308 |  | 54.6389 | 46:15 | 0 | 46:15 | 0 | 0 | 0 |  | 0 | 46:15 | 46.53 | 46:15 | -93.12 | 65.3931 | 16.3483 |  | 109.8603 | 46:15 | 46.51 | 46:15 | -88.83 | 62.3536 | 15.5884 |  | 104.7541 | 46:15 | 0 | 46:15 | 0 | 0 | 0 |  | 0 | 46:15 | 36.09 | 46:15 | -60.23 | 32.8062 | 8.2015 |  | 55.1143 | 46:15 | 29.05 | 46:15 | 29.05 | 12.7364 | 3.1841 |  | 21.3972 | 46:15 | 29.01 | 46:15 | -53.1 | 23.2487 | 5.8122 |  | 39.0577 | 46:15 | 101.73 | 46:15 | -29.06 | 44.617 | 11.1542 |  | 74.9565 | 46:15 | 101.75 | 46:15 | -29.05 | 44.6104 | 11.1526 |  | 74.9455 | 46:15 | 101.73 | 46:15 | -29.06 | 44.617 | 11.1542 |  | 74.9565
6.72 | 1.68 | 46:30 | 38.07 | 46:30 | -56.62 | 32.5318 | 8.133 |  | 54.6535 | 46:30 | 0 | 46:30 | 0 | 0 | 0 |  | 0 | 46:30 | 46.43 | 46:30 | -93.2 | 65.3086 | 16.3271 |  | 109.7184 | 46:30 | 46.41 | 46:30 | -89.01 | 62.3456 | 15.5864 |  | 104.7407 | 46:30 | 0 | 46:30 | 0 | 0 | 0 |  | 0 | 46:30 | 36.11 | 46:30 | -60.21 | 32.8134 | 8.2034 |  | 55.1266 | 46:30 | 29.03 | 46:30 | 29.03 | 12.7189 | 3.1797 |  | 21.3678 | 46:30 | 28.99 | 46:30 | -53.16 | 23.2589 | 5.8147 |  | 39.0749 | 46:30 | 101.76 | 46:30 | -29.04 | 44.5994 | 11.1499 |  | 74.9271 | 46:30 | 101.78 | 46:30 | -29.03 | 44.5928 | 11.1482 |  | 74.916 | 46:30 | 101.76 | 46:30 | -29.04 | 44.5994 | 11.1499 |  | 74.9271
6.72 | 1.68 | 46:45 | 38.05 | 46:45 | -56.66 | 32.5377 | 8.1344 |  | 54.6633 | 46:45 | 0 | 46:45 | 0 | 0 | 0 |  | 0 | 46:45 | 46.33 | 46:45 | -93.28 | 65.2239 | 16.306 |  | 109.5761 | 46:45 | 46.3 | 46:45 | -89.18 | 62.3167 | 15.5792 |  | 104.692 | 46:45 | 0 | 46:45 | 0 | 0 | 0 |  | 0 | 46:45 | 36.12 | 46:45 | -60.18 | 32.8062 | 8.2015 |  | 55.1144 | 46:45 | 29.01 | 46:45 | 29.01 | 12.7014 | 3.1753 |  | 21.3383 | 46:45 | 28.97 | 46:45 | -53.22 | 23.2691 | 5.8173 |  | 39.092 | 46:45 | 101.78 | 46:45 | -29.03 | 44.5928 | 11.1482 |  | 74.916 | 46:45 | 101.8 | 46:45 | -29.02 | 44.5862 | 11.1466 |  | 74.9049 | 46:45 | 101.78 | 46:45 | -29.03 | 44.5928 | 11.1482 |  | 74.916
6.72 | 1.68 | 47:00 | 38.17 | 47:00 | -56.43 | 32.5078 | 8.127 | 32.5123 | 54.6131 | 47:00 | 0 | 47:00 | 0 | 0 | 0 | 0 | 0 | 47:00 | 46.39 | 47:00 | 0 | 0 | 0 | 0 | 0 | 47:00 | 46.36 | 47:00 | -89.08 | 62.3274 | 15.5819 | 62.3098 | 104.7101 | 47:00 | 0 | 47:00 | 0 | 0 | 0 | 0 | 0 | 47:00 | 35.82 | 47:00 | -60.71 | 32.8202 | 8.2051 | 32.8202 | 55.138 | 47:00 | 29.42 | 47:00 | 29.42 | 13.0629 | 3.2657 | 13.043 | 21.9457 | 47:00 | 29.38 | 47:00 | -51.97 | 23.0441 | 5.761 | 23.053 | 38.7141 | 47:00 | 101.46 | 47:00 | -29.2 | 44.713 | 11.1782 | 44.7032 | 75.1178 | 47:00 | 101.48 | 47:00 | -29.19 | 44.7065 | 11.1766 | 44.6967 | 75.1068 | 47:00 | 101.46 | 47:00 | -29.2 | 44.713 | 11.1782 | 44.7032 | 75.1178
6.72 | 1.68 | 47:15 | 38.16 | 47:15 | -56.45 | 32.5108 | 8.1277 |  | 54.6182 | 47:15 | 0 | 47:15 | 0 | 0 | 0 |  | 0 | 47:15 | 46.29 | 47:15 | 0 | 0 | 0 |  | 0 | 47:15 | 46.27 | 47:15 | -89.24 | 62.3182 | 15.5795 |  | 104.6945 | 47:15 | 0 | 47:15 | 0 | 0 | 0 |  | 0 | 47:15 | 35.82 | 47:15 | -60.71 | 32.8202 | 8.2051 |  | 55.138 | 47:15 | 29.4 | 47:15 | 29.4 | 13.0452 | 3.2613 |  | 21.9159 | 47:15 | 29.36 | 47:15 | -52.01 | 23.0462 | 5.7615 |  | 38.7175 | 47:15 | 101.48 | 47:15 | -29.19 | 44.7065 | 11.1766 |  | 75.1068 | 47:15 | 101.5 | 47:15 | -29.18 | 44.6999 | 11.175 |  | 75.0959 | 47:15 | 101.48 | 47:15 | -29.19 | 44.7065 | 11.1766 |  | 75.1068
6.72 | 1.68 | 47:30 | 38.15 | 47:30 | -56.47 | 32.5138 | 8.1285 |  | 54.6232 | 47:30 | 0 | 47:30 | 0 | 0 | 0 |  | 0 | 47:30 | 46.2 | 47:30 | 0 | 0 | 0 |  | 0 | 47:30 | 46.17 | 47:30 | -89.41 | 62.3019 | 15.5755 |  | 104.6673 | 47:30 | 0 | 47:30 | 0 | 0 | 0 |  | 0 | 47:30 | 35.82 | 47:30 | -60.71 | 32.8202 | 8.2051 |  | 55.138 | 47:30 | 29.39 | 47:30 | 29.39 | 13.0363 | 3.2591 |  | 21.901 | 47:30 | 29.35 | 47:30 | -52.05 | 23.056 | 5.764 |  | 38.7341 | 47:30 | 101.5 | 47:30 | -29.18 | 44.6999 | 11.175 |  | 75.0959 | 47:30 | 101.52 | 47:30 | -29.17 | 44.6934 | 11.1734 |  | 75.085 | 47:30 | 101.5 | 47:30 | -29.18 | 44.6999 | 11.175 |  | 75.0959
6.72 | 1.68 | 47:45 | 38.14 | 47:45 | -56.49 | 32.5168 | 8.1292 |  | 54.6282 | 47:45 | 0 | 47:45 | 0 | 0 | 0 |  | 0 | 47:45 | 46.11 | 47:45 | 0 | 0 | 0 |  | 0 | 47:45 | 46.08 | 47:45 | -89.57 | 62.2918 | 15.5729 |  | 104.6502 | 47:45 | 0 | 47:45 | 0 | 0 | 0 |  | 0 | 47:45 | 35.82 | 47:45 | -60.71 | 32.8202 | 8.2051 |  | 55.138 | 47:45 | 29.38 | 47:45 | 29.38 | 13.0274 | 3.2569 |  | 21.8861 | 47:45 | 29.34 | 47:45 | -52.09 | 23.0659 | 5.7665 |  | 38.7507 | 47:45 | 101.52 | 47:45 | -29.17 | 44.6934 | 11.1734 |  | 75.085 | 47:45 | 101.54 | 47:45 | -29.16 | 44.6869 | 11.1717 |  | 75.074 | 47:45 | 101.52 | 47:45 | -29.17 | 44.6934 | 11.1734 |  | 75.085
6.72 | 1.68 | 48:00 | 38.04 | 48:00 | -56.67 | 32.5349 | 8.1337 | 32.446 | 54.6586 | 48:00 | 0 | 48:00 | 0 | 0 | 0 | 0 | 0 | 48:00 | 45.7 | 48:00 | 0 | 0 | 0 | 0 | 0 | 48:00 | 45.67 | 48:00 | -90.26 | 62.2131 | 15.5533 | 61.093 | 104.518 | 48:00 | 0 | 48:00 | 0 | 0 | 0 | 0 | 0 | 48:00 | 35.97 | 48:00 | -60.45 | 32.8165 | 8.2041 | 32.8153 | 55.1317 | 48:00 | 29.08 | 48:00 | 29.08 | 12.7628 | 3.1907 | 12.7474 | 21.4414 | 48:00 | 29.04 | 48:00 | -53.01 | 23.2333 | 5.8083 | 23.2455 | 39.0319 | 48:00 | 101.78 | 48:00 | -29.03 | 44.5928 | 11.1482 | 44.6263 | 74.916 | 48:00 | 101.8 | 48:00 | -29.02 | 44.5862 | 11.1466 | 44.6159 | 74.9049 | 48:00 | 101.78 | 48:00 | -29.03 | 44.5928 | 11.1482 | 44.6225 | 74.916
6.72 | 1.68 | 48:15 | 38.5 | 48:15 | -55.79 | 32.417 | 8.1042 |  | 54.4606 | 48:15 | 0 | 48:15 | 0 | 0 | 0 |  | 0 | 48:15 | 0 | 48:15 | 0 | 0 | 0 |  | 0 | 48:15 | 53.42 | 48:15 | -75.34 | 60.7414 | 15.1854 |  | 102.0456 | 48:15 | 0 | 48:15 | 0 | 0 | 0 |  | 0 | 48:15 | 35.98 | 48:15 | -60.43 | 32.8148 | 8.2037 |  | 55.1288 | 48:15 | 29.07 | 48:15 | 29.07 | 12.754 | 3.1885 |  | 21.4267 | 48:15 | 29.03 | 48:15 | -53.04 | 23.2384 | 5.8096 |  | 39.0405 | 48:15 | 101.68 | 48:15 | -29.09 | 44.6411 | 11.1603 |  | 74.9971 | 48:15 | 101.7 | 48:15 | -29.08 | 44.6345 | 11.1586 |  | 74.986 | 48:15 | 101.68 | 48:15 | -29.09 | 44.6411 | 11.1603 |  | 74.9971
6.72 | 1.68 | 48:30 | 38.52 | 48:30 | -55.76 | 32.4164 | 8.1041 |  | 54.4595 | 48:30 | 0 | 48:30 | 0 | 0 | 0 |  | 0 | 48:30 | 0 | 48:30 | 0 | 0 | 0 |  | 0 | 48:30 | 53.46 | 48:30 | -75.26 | 60.7224 | 15.1806 |  | 102.0136 | 48:30 | 0 | 48:30 | 0 | 0 | 0 |  | 0 | 48:30 | 35.99 | 48:30 | -60.41 | 32.813 | 8.2033 |  | 55.1259 | 48:30 | 29.06 | 48:30 | 29.06 | 12.7452 | 3.1863 |  | 21.4119 | 48:30 | 29.02 | 48:30 | -53.09 | 23.2523 | 5.8131 |  | 39.0639 | 48:30 | 101.68 | 48:30 | -29.09 | 44.6411 | 11.1603 |  | 74.9971 | 48:30 | 101.7 | 48:30 | -29.07 | 44.6192 | 11.1548 |  | 74.9602 | 48:30 | 101.68 | 48:30 | -29.08 | 44.6258 | 11.1564 |  | 74.9713
6.72 | 1.68 | 48:45 | 38.54 | 48:45 | -55.73 | 32.4158 | 8.1039 |  | 54.4585 | 48:45 | 0 | 48:45 | 0 | 0 | 0 |  | 0 | 48:45 | 0 | 48:45 | 0 | 0 | 0 |  | 0 | 48:45 | 53.5 | 48:45 | -75.17 | 60.6951 | 15.1738 |  | 101.9679 | 48:45 | 0 | 48:45 | 0 | 0 | 0 |  | 0 | 48:45 | 36 | 48:45 | -60.4 | 32.8167 | 8.2042 |  | 55.1321 | 48:45 | 29.04 | 48:45 | 29.04 | 12.7277 | 3.1819 |  | 21.3825 | 48:45 | 29 | 48:45 | -53.14 | 23.2582 | 5.8145 |  | 39.0737 | 48:45 | 101.69 | 48:45 | -29.08 | 44.6301 | 11.1575 |  | 74.9786 | 48:45 | 101.71 | 48:45 | -29.07 | 44.6236 | 11.1559 |  | 74.9676 | 48:45 | 101.69 | 48:45 | -29.08 | 44.6301 | 11.1575 |  | 74.9786
6.72 | 1.68 | 49:00 | 38.55 | 49:00 | -55.71 | 32.4125 | 8.1031 | 32.4032 | 54.4531 | 49:00 | 0 | 49:00 | 0 | 0 | 0 | 0 | 0 | 49:00 | 0 | 49:00 | 0 | 0 | 0 | 0 | 0 | 49:00 | 53.68 | 49:00 | -74.78 | 60.5834 | 15.1458 | 60.5266 | 101.7801 | 49:00 | 0 | 49:00 | 0 | 0 | 0 | 0 | 0 | 49:00 | 35.98 | 49:00 | -60.44 | 32.8202 | 8.2051 | 32.8171 | 55.1379 | 49:00 | 28.85 | 49:00 | 28.85 | 12.5617 | 3.1404 | 12.5443 | 21.1036 | 49:00 | 28.81 | 49:00 | -53.71 | 23.3536 | 5.8384 | 23.3678 | 39.2341 | 49:00 | 100.93 | 49:00 | -29.49 | 44.9211 | 11.2303 | 44.9297 | 75.4675 | 49:00 | 100.95 | 49:00 | -29.48 | 44.9148 | 11.2287 | 44.9234 | 75.4569 | 49:00 | 100.93 | 49:00 | -29.49 | 44.9211 | 11.2303 | 44.9297 | 75.4675
6.72 | 1.68 | 49:15 | 38.56 | 49:15 | -55.68 | 32.4035 | 8.1009 |  | 54.4379 | 49:15 | 0 | 49:15 | 0 | 0 | 0 |  | 0 | 49:15 | 0 | 49:15 | -92.24 | 0 | 0 |  | 0 | 49:15 | 53.74 | 49:15 | -74.65 | 60.5457 | 15.1364 |  | 101.7167 | 49:15 | 0 | 49:15 | 0 | 0 | 0 |  | 0 | 49:15 | 35.98 | 49:15 | -60.43 | 32.8148 | 8.2037 |  | 55.1288 | 49:15 | 28.84 | 49:15 | 28.84 | 12.553 | 3.1382 |  | 21.089 | 49:15 | 28.8 | 49:15 | -53.76 | 23.3672 | 5.8418 |  | 39.257 | 49:15 | 100.92 | 49:15 | -29.5 | 44.9319 | 11.233 |  | 75.4856 | 49:15 | 100.94 | 49:15 | -29.49 | 44.9256 | 11.2314 |  | 75.475 | 49:15 | 100.92 | 49:15 | -29.5 | 44.9319 | 11.233 |  | 75.4856
6.72 | 1.68 | 49:30 | 38.58 | 49:30 | -55.65 | 32.4028 | 8.1007 |  | 54.4368 | 49:30 | 0 | 49:30 | 0 | 0 | 0 |  | 0 | 49:30 | 0 | 49:30 | -92.31 | 0 | 0 |  | 0 | 49:30 | 53.8 | 49:30 | -74.52 | 60.5077 | 15.1269 |  | 101.653 | 49:30 | 0 | 49:30 | 0 | 0 | 0 |  | 0 | 49:30 | 35.98 | 49:30 | -60.43 | 32.8148 | 8.2037 |  | 55.1288 | 49:30 | 28.82 | 49:30 | 28.82 | 12.5356 | 3.1339 |  | 21.0597 | 49:30 | 28.78 | 49:30 | -53.8 | 23.3684 | 5.8421 |  | 39.2589 | 49:30 | 100.91 | 49:30 | -29.5 | 44.9275 | 11.2319 |  | 75.4781 | 49:30 | 100.93 | 49:30 | -29.49 | 44.9211 | 11.2303 |  | 75.4675 | 49:30 | 100.91 | 49:30 | -29.5 | 44.9275 | 11.2319 |  | 75.4781
6.72 | 1.68 | 49:45 | 38.59 | 49:45 | -55.62 | 32.3938 | 8.0984 |  | 54.4215 | 49:45 | 0 | 49:45 | 0 | 0 | 0 |  | 0 | 49:45 | 0 | 49:45 | -92.39 | 0 | 0 |  | 0 | 49:45 | 53.86 | 49:45 | -74.39 | 60.4695 | 15.1174 |  | 101.5888 | 49:45 | 0 | 49:45 | 0 | 0 | 0 |  | 0 | 49:45 | 35.99 | 49:45 | -60.42 | 32.8185 | 8.2046 |  | 55.135 | 49:45 | 28.81 | 49:45 | 28.81 | 12.5269 | 3.1317 |  | 21.0451 | 49:45 | 28.77 | 49:45 | -53.85 | 23.382 | 5.8455 |  | 39.2817 | 49:45 | 100.9 | 49:45 | -29.51 | 44.9382 | 11.2346 |  | 75.4962 | 49:45 | 100.92 | 49:45 | -29.5 | 44.9319 | 11.233 |  | 75.4856 | 49:45 | 100.9 | 49:45 | -29.51 | 44.9382 | 11.2346 |  | 75.4962
6.72 | 1.68 | 50:00 | 38.19 | 50:00 | -56.38 | 32.496 | 8.124 | 32.5042 | 54.5933 | 50:00 | 0 | 50:00 | 0 | 0 | 0 | 0 | 0 | 50:00 | 0 | 50:00 | -94.32 | 0 | 0 | 0 | 0 | 50:00 | 53.5 | 50:00 | -75.19 | 60.7113 | 15.1778 | 60.7185 | 101.995 | 50:00 | 0 | 50:00 | 0 | 0 | 0 | 0 | 0 | 50:00 | 35.5 | 50:00 | -61.27 | 32.8271 | 8.2068 | 32.828 | 55.1494 | 50:00 | 28.37 | 50:00 | 28.37 | 12.1471 | 3.0368 | 12.1236 | 20.4072 | 50:00 | 28.33 | 50:00 | -55.16 | 23.5845 | 5.8961 | 23.5936 | 39.6219 | 50:00 | 99.62 | 50:00 | -30.2 | 45.4056 | 11.3514 | 45.4278 | 76.2814 | 50:00 | 99.64 | 50:00 | -30.19 | 45.3996 | 11.3499 | 45.4219 | 76.2714 | 50:00 | 99.62 | 50:00 | -30.2 | 45.4056 | 11.3514 | 45.4278 | 76.2814
6.72 | 1.68 | 50:15 | 38.17 | 50:15 | -56.43 | 32.5078 | 8.127 |  | 54.6131 | 50:15 | 0 | 50:15 | 0 | 0 | 0 |  | 0 | 50:15 | 0 | 50:15 | -94.5 | 0 | 0 |  | 0 | 50:15 | 53.49 | 50:15 | -75.21 | 60.7161 | 15.179 |  | 102.003 | 50:15 | 0 | 50:15 | 0 | 0 | 0 |  | 0 | 50:15 | 35.48 | 50:15 | -61.3 | 32.8246 | 8.2062 |  | 55.1454 | 50:15 | 28.35 | 50:15 | 28.35 | 12.13 | 3.0325 |  | 20.3784 | 50:15 | 28.31 | 50:15 | -55.21 | 23.5892 | 5.8973 |  | 39.6299 | 50:15 | 99.59 | 50:15 | -30.22 | 45.422 | 11.3555 |  | 76.3089 | 50:15 | 99.61 | 50:15 | -30.21 | 45.416 | 11.354 |  | 76.299 | 50:15 | 99.59 | 50:15 | -30.22 | 45.422 | 11.3555 |  | 76.3089
6.72 | 1.68 | 50:30 | 38.16 | 50:30 | -56.44 | 32.5051 | 8.1263 |  | 54.6085 | 50:30 | 0 | 50:30 | 0 | 0 | 0 |  | 0 | 50:30 | 0 | 50:30 | -94.68 | 0 | 0 |  | 0 | 50:30 | 53.48 | 50:30 | -75.23 | 60.7209 | 15.1802 |  | 102.0111 | 50:30 | 0 | 50:30 | 0 | 0 | 0 |  | 0 | 50:30 | 35.47 | 50:30 | -61.33 | 32.8314 | 8.2079 |  | 55.1568 | 50:30 | 28.33 | 50:30 | 28.33 | 12.1129 | 3.0282 |  | 20.3497 | 50:30 | 28.29 | 50:30 | -55.26 | 23.5939 | 5.8985 |  | 39.6377 | 50:30 | 99.55 | 50:30 | -30.24 | 45.4338 | 11.3584 |  | 76.3287 | 50:30 | 99.57 | 50:30 | -30.23 | 45.4279 | 11.357 |  | 76.3188 | 50:30 | 99.55 | 50:30 | -30.24 | 45.4338 | 11.3584 |  | 76.3287
6.72 | 1.68 | 50:45 | 38.15 | 50:45 | -56.46 | 32.5081 | 8.127 |  | 54.6135 | 50:45 | 0 | 50:45 | 0 | 0 | 0 |  | 0 | 50:45 | 0 | 50:45 | -94.85 | 0 | 0 |  | 0 | 50:45 | 53.47 | 50:45 | -75.25 | 60.7257 | 15.1814 |  | 102.0191 | 50:45 | 0 | 50:45 | 0 | 0 | 0 |  | 0 | 50:45 | 35.45 | 50:45 | -61.36 | 32.829 | 8.2072 |  | 55.1527 | 50:45 | 28.32 | 50:45 | 28.32 | 12.1044 | 3.0261 |  | 20.3353 | 50:45 | 28.28 | 50:45 | -55.31 | 23.6069 | 5.9017 |  | 39.6596 | 50:45 | 99.52 | 50:45 | -30.26 | 45.4501 | 11.3625 |  | 76.3562 | 50:45 | 99.54 | 50:45 | -30.25 | 45.4442 | 11.3611 |  | 76.3463 | 50:45 | 99.52 | 50:45 | -30.26 | 45.4501 | 11.3625 |  | 76.3562
6.72 | 1.68 | 51:00 | 37.75 | 51:00 | -57.22 | 32.6002 | 8.1501 | 32.6015 | 54.7684 | 51:00 | 0 | 51:00 | 0 | 0 | 0 | 0 | 0 | 51:00 | 0 | 51:00 | 0 | 0 | 0 | 0 | 0 | 51:00 | 53.13 | 51:00 | -75.98 | 60.9249 | 15.2312 | 60.9507 | 102.3538 | 51:00 | 0 | 51:00 | 0 | 0 | 0 | 0 | 0 | 51:00 | 35.04 | 51:00 | -62.07 | 32.8248 | 8.2062 | 32.8003 | 55.1456 | 51:00 | 27.63 | 51:00 | 27.63 | 11.5217 | 2.8804 | 14.9002 | 19.3565 | 51:00 | 27.59 | 51:00 | -57.32 | 23.8679 | 5.967 | 5.967 | 40.098 | 51:00 | 99.34 | 51:00 | -30.36 | 45.5178 | 11.3795 | 45.6728 | 76.47 | 51:00 | 99.36 | 51:00 | -30.35 | 45.512 | 11.378 | 45.6671 | 76.4602 | 51:00 | 99.34 | 51:00 | -30.36 | 45.5178 | 11.3795 | 45.6728 | 76.47
6.72 | 1.68 | 51:15 | 37.75 | 51:15 | -57.21 | 32.5945 | 8.1486 |  | 54.7588 | 51:15 | 0 | 51:15 | 0 | 0 | 0 |  | 0 | 51:15 | 0 | 51:15 | 0 | 0 | 0 |  | 0 | 51:15 | 53.1 | 51:15 | -76.03 | 60.9306 | 15.2326 |  | 102.3633 | 51:15 | 0 | 51:15 | 0 | 0 | 0 |  | 0 | 51:15 | 36.41 | 51:15 | -59.66 | 32.7838 | 8.196 |  | 55.0768 | 51:15 | 32.62 | 51:15 | 32.62 | 16.0592 | 4.0148 |  | 26.9794 | 51:15 | 0 | 51:15 | 0 | 0 | 0 |  | 0 | 51:15 | 98.81 | 51:15 | -30.65 | 45.7075 | 11.4269 |  | 76.7885 | 51:15 | 98.83 | 51:15 | -30.64 | 45.7018 | 11.4254 |  | 76.779 | 51:15 | 98.81 | 51:15 | -30.65 | 45.7075 | 11.4269 |  | 76.7885
6.72 | 1.68 | 51:30 | 37.74 | 51:30 | -57.24 | 32.603 | 8.1507 |  | 54.773 | 51:30 | 0 | 51:30 | 0 | 0 | 0 |  | 0 | 51:30 | 0 | 51:30 | 0 | 0 | 0 |  | 0 | 51:30 | 53.06 | 51:30 | -76.12 | 60.9567 | 15.2392 |  | 102.4073 | 51:30 | 0 | 51:30 | 0 | 0 | 0 |  | 0 | 51:30 | 36.39 | 51:30 | -59.71 | 32.7933 | 8.1983 |  | 55.0927 | 51:30 | 32.57 | 51:30 | 32.57 | 16.01 | 4.0025 |  | 26.8968 | 51:30 | 0 | 51:30 | 0 | 0 | 0 |  | 0 | 51:30 | 98.75 | 51:30 | -30.68 | 45.7244 | 11.4311 |  | 76.817 | 51:30 | 98.77 | 51:30 | -30.67 | 45.7188 | 11.4297 |  | 76.8075 | 51:30 | 98.75 | 51:30 | -30.68 | 45.7244 | 11.4311 |  | 76.817
6.72 | 1.68 | 51:45 | 37.72 | 51:45 | -57.28 | 32.6085 | 8.1521 |  | 54.7822 | 51:45 | 0 | 51:45 | 0 | 0 | 0 |  | 0 | 51:45 | 0 | 51:45 | 0 | 0 | 0 |  | 0 | 51:45 | 53.02 | 51:45 | -76.22 | 60.9908 | 15.2477 |  | 102.4645 | 51:45 | 0 | 51:45 | 0 | 0 | 0 |  | 0 | 51:45 | 36.36 | 51:45 | -59.77 | 32.7992 | 8.1998 |  | 55.1026 | 51:45 | 32.57 | 51:45 | 32.57 | 16.01 | 4.0025 |  | 26.8968 | 51:45 | 0 | 51:45 | 0 | 0 | 0 |  | 0 | 51:45 | 98.69 | 51:45 | -30.71 | 45.7413 | 11.4353 |  | 76.8454 | 51:45 | 98.71 | 51:45 | -30.7 | 45.7357 | 11.4339 |  | 76.8359 | 51:45 | 98.69 | 51:45 | -30.71 | 45.7413 | 11.4353 |  | 76.8454
6.72 | 1.68 | 52:00 | 37.42 | 52:00 | -57.83 | 32.6597 | 8.1649 | 32.6562 | 54.8684 | 52:00 | 0 | 52:00 | 0 | 0 | 0 | 0 | 0 | 52:00 | 0 | 52:00 | 0 | 0 | 0 | 0 | 0 | 52:00 | 52.85 | 52:00 | -76.58 | 61.0824 | 15.2706 | 61.0962 | 102.6184 | 52:00 | 0 | 52:00 | 0 | 0 | 0 | 0 | 0 | 52:00 | 36.27 | 52:00 | -59.91 | 32.7946 | 8.1987 | 8.1987 | 55.095 | 52:00 | 32.54 | 52:00 | 32.54 | 15.9805 | 3.9951 | 16.9267 | 26.8473 | 52:00 | 0 | 52:00 | 0 | 0 | 0 | 0 | 0 | 52:00 | 97.26 | 52:00 | -31.48 | 46.2088 | 11.5522 | 46.5154 | 77.6308 | 52:00 | 97.28 | 52:00 | -31.47 | 46.2036 | 11.5509 | 46.5105 | 77.6221 | 52:00 | 97.26 | 52:00 | -31.48 | 46.2088 | 11.5522 | 46.5154 | 77.6308
6.72 | 1.68 | 52:15 | 37.48 | 52:15 | -57.73 | 32.6555 | 8.1639 |  | 54.8613 | 52:15 | 0 | 52:15 | 0 | 0 | 0 |  | 0 | 52:15 | 0 | 52:15 | 0 | 0 | 0 |  | 0 | 52:15 | 52.87 | 52:15 | -76.54 | 61.0736 | 15.2684 |  | 102.6036 | 52:15 | 0 | 52:15 | 0 | 0 | 0 |  | 0 | 52:15 | 0 | 52:15 | 0 | 0 | 0 |  | 0 | 52:15 | 33.8 | 52:15 | 33.8 | 17.2421 | 4.3105 |  | 28.9667 | 52:15 | 0 | 52:15 | 0 | 0 | 0 |  | 0 | 52:15 | 95.99 | 52:15 | -32.16 | 46.5905 | 11.6476 |  | 78.2721 | 52:15 | 96.01 | 52:15 | -32.15 | 46.5858 | 11.6464 |  | 78.2641 | 52:15 | 95.99 | 52:15 | -32.16 | 46.5905 | 11.6476 |  | 78.2721
6.72 | 1.68 | 52:30 | 37.46 | 52:30 | -57.76 | 32.6551 | 8.1638 |  | 54.8605 | 52:30 | 0 | 52:30 | 0 | 0 | 0 |  | 0 | 52:30 | 0 | 52:30 | 0 | 0 | 0 |  | 0 | 52:30 | 52.82 | 52:30 | -76.65 | 61.1035 | 15.2759 |  | 102.6539 | 52:30 | 0 | 52:30 | 0 | 0 | 0 |  | 0 | 52:30 | 0 | 52:30 | 0 | 0 | 0 |  | 0 | 52:30 | 33.8 | 52:30 | 33.8 | 17.2421 | 4.3105 |  | 28.9667 | 52:30 | 0 | 52:30 | 0 | 0 | 0 |  | 0 | 52:30 | 95.9 | 52:30 | -32.21 | 46.6192 | 11.6548 |  | 78.3203 | 52:30 | 95.92 | 52:30 | -32.2 | 46.6145 | 11.6536 |  | 78.3123 | 52:30 | 95.9 | 52:30 | -32.21 | 46.6192 | 11.6548 |  | 78.3203
6.72 | 1.68 | 52:45 | 37.44 | 52:45 | -57.79 | 32.6546 | 8.1636 |  | 54.8597 | 52:45 | 0 | 52:45 | 0 | 0 | 0 |  | 0 | 52:45 | 0 | 52:45 | 0 | 0 | 0 |  | 0 | 52:45 | 52.77 | 52:45 | -76.75 | 61.1253 | 15.2813 |  | 102.6905 | 52:45 | 0 | 52:45 | 0 | 0 | 0 |  | 0 | 52:45 | 0 | 52:45 | 0 | 0 | 0 |  | 0 | 52:45 | 33.8 | 52:45 | 33.8 | 17.2421 | 4.3105 |  | 28.9667 | 52:45 | 0 | 52:45 | 0 | 0 | 0 |  | 0 | 52:45 | 95.8 | 52:45 | -32.26 | 46.6429 | 11.6607 |  | 78.3601 | 52:45 | 95.82 | 52:45 | -32.25 | 46.6382 | 11.6595 |  | 78.3521 | 52:45 | 95.8 | 52:45 | -32.26 | 46.6429 | 11.6607 |  | 78.3601
6.72 | 1.68 | 53:00 | 37.3 | 53:00 | -58.04 | 32.6732 | 8.1683 | 16.3379 | 54.891 | 53:00 | 0 | 53:00 | 0 | 0 | 0 | 0 | 0 | 53:00 | 0 | 53:00 | 0 | 0 | 0 | 0 | 0 | 53:00 | 52.6 | 53:00 | -77.11 | 61.2142 | 15.3035 | 45.8174 | 102.8398 | 53:00 | 0 | 53:00 | 0 | 0 | 0 | 0 | 0 | 53:00 | 0 | 53:00 | 0 | 0 | 0 | 0 | 0 | 53:00 | 33.6 | 53:00 | 33.6 | 17.0386 | 4.2597 | 17.12 | 28.6249 | 53:00 | 0 | 53:00 | 0 | 0 | 0 | 0 | 0 | 53:00 | 94.77 | 53:00 | -32.81 | 46.9281 | 11.732 | 47.0683 | 78.8392 | 53:00 | 94.78 | 53:00 | -32.8 | 46.9187 | 11.7297 | 47.0629 | 78.8235 | 53:00 | 94.77 | 53:00 | -32.81 | 46.9281 | 11.732 | 47.0683 | 78.8392
6.72 | 1.68 | 53:15 | 37.28 | 53:15 | -58.08 | 32.6782 | 8.1696 |  | 54.8994 | 53:15 | 0 | 53:15 | 0 | 0 | 0 |  | 0 | 53:15 | 0 | 53:15 | 0 | 0 | 0 |  | 0 | 53:15 | 52.54 | 53:15 | -77.24 | 61.2474 | 15.3119 |  | 102.8957 | 53:15 | 0 | 53:15 | 0 | 0 | 0 |  | 0 | 53:15 | 0 | 53:15 | 0 | 0 | 0 |  | 0 | 53:15 | 33.6 | 53:15 | 33.6 | 17.0386 | 4.2597 |  | 28.6249 | 53:15 | 0 | 53:15 | 0 | 0 | 0 |  | 0 | 53:15 | 94.64 | 53:15 | -32.88 | 46.9637 | 11.7409 |  | 78.899 | 53:15 | 94.66 | 53:15 | -32.87 | 46.9593 | 11.7398 |  | 78.8917 | 53:15 | 94.64 | 53:15 | -32.88 | 46.9637 | 11.7409 |  | 78.899
6.72 | 1.68 | 53:30 | 0 | 53:30 | 0 | 0 | 0 |  | 0 | 53:30 | 0 | 53:30 | 0 | 0 | 0 |  | 0 | 53:30 | 0 | 53:30 | 0 | 0 | 0 |  | 0 | 53:30 | 53.33 | 53:30 | -75.55 | 60.8081 | 15.202 |  | 102.1577 | 53:30 | 0 | 53:30 | 0 | 0 | 0 |  | 0 | 53:30 | 0 | 53:30 | 0 | 0 | 0 |  | 0 | 53:30 | 33.68 | 53:30 | 33.68 | 17.1198 | 4.28 |  | 28.7613 | 53:30 | 0 | 53:30 | 0 | 0 | 0 |  | 0 | 53:30 | 94.51 | 53:30 | -32.95 | 46.999 | 11.7498 |  | 78.9584 | 53:30 | 94.53 | 53:30 | -32.94 | 46.9947 | 11.7487 |  | 78.9511 | 53:30 | 94.51 | 53:30 | -32.95 | 46.999 | 11.7498 |  | 78.9584
6.72 | 1.68 | 53:45 | 0 | 53:45 | 0 | 0 | 0 |  | 0 | 53:45 | 0 | 53:45 | 0 | 0 | 0 |  | 0 | 53:45 | 0 | 53:45 | 0 | 0 | 0 |  | 0 | 53:45 | 0 | 53:45 | 0 | 0 | 0 |  | 0 | 53:45 | 0 | 53:45 | 0 | 0 | 0 |  | 0 | 53:45 | 0 | 53:45 | 0 | 0 | 0 |  | 0 | 53:45 | 33.84 | 53:45 | 33.84 | 17.2829 | 4.3207 |  | 29.0353 | 53:45 | 0 | 53:45 | 0 | 0 | 0 |  | 0 | 53:45 | 92.94 | 53:45 | -33.78 | 47.3825 | 11.8456 |  | 79.6026 | 53:45 | 92.96 | 53:45 | -33.77 | 47.3787 | 11.8447 |  | 79.5962 | 53:45 | 92.94 | 53:45 | -33.78 | 47.3825 | 11.8456 |  | 79.6026
6.72 | 1.68 | 54:00 | 0 | 54:00 | 0 | 0 | 0 | 0 | 0 | 54:00 | 0 | 54:00 | 0 | 0 | 0 | 0 | 0 | 54:00 | 0 | 54:00 | 0 | 0 | 0 | 0 | 0 | 54:00 | 0 | 54:00 | 0 | 0 | 0 | 0 | 0 | 54:00 | 0 | 54:00 | 0 | 0 | 0 | 0 | 0 | 54:00 | 0 | 54:00 | 0 | 0 | 0 | 0 | 0 | 54:00 | 34.17 | 54:00 | 34.17 | 17.6216 | 4.4054 | 17.6448 | 29.6043 | 54:00 | 0 | 54:00 | 0 | 0 | 0 | 0 | 0 | 54:00 | 94.59 | 54:00 | -32.91 | 46.9817 | 11.7454 | 47.0349 | 78.9293 | 54:00 | 94.61 | 54:00 | -32.9 | 46.9774 | 11.7443 | 47.0307 | 78.922 | 54:00 | 94.59 | 54:00 | -32.91 | 46.9817 | 11.7454 | 47.0349 | 78.9293
6.72 | 1.68 | 54:15 | 0 | 54:15 | 0 | 0 | 0 |  | 0 | 54:15 | 0 | 54:15 | 0 | 0 | 0 |  | 0 | 54:15 | 0 | 54:15 | 0 | 0 | 0 |  | 0 | 54:15 | 0 | 54:15 | 0 | 0 | 0 |  | 0 | 54:15 | 0 | 54:15 | 0 | 0 | 0 |  | 0 | 54:15 | 0 | 54:15 | 0 | 0 | 0 |  | 0 | 54:15 | 34.18 | 54:15 | 34.18 | 17.6319 | 4.408 |  | 29.6216 | 54:15 | 0 | 54:15 | 0 | 0 | 0 |  | 0 | 54:15 | 94.45 | 54:15 | -32.98 | 47.0119 | 11.753 |  | 78.9801 | 54:15 | 94.47 | 54:15 | -32.97 | 47.0076 | 11.7519 |  | 78.9728 | 54:15 | 94.45 | 54:15 | -32.98 | 47.0119 | 11.753 |  | 78.9801
6.72 | 1.68 | 54:30 | 0 | 54:30 | 0 | 0 | 0 |  | 0 | 54:30 | 0 | 54:30 | 0 | 0 | 0 |  | 0 | 54:30 | 0 | 54:30 | 0 | 0 | 0 |  | 0 | 54:30 | 0 | 54:30 | 0 | 0 | 0 |  | 0 | 54:30 | 0 | 54:30 | 0 | 0 | 0 |  | 0 | 54:30 | 0 | 54:30 | 0 | 0 | 0 |  | 0 | 54:30 | 34.2 | 54:30 | 34.2 | 17.6526 | 4.4131 |  | 29.6563 | 54:30 | 0 | 54:30 | 0 | 0 | 0 |  | 0 | 54:30 | 94.3 | 54:30 | -33.06 | 47.0511 | 11.7628 |  | 79.0459 | 54:30 | 94.32 | 54:30 | -33.05 | 47.0469 | 11.7617 |  | 79.0388 | 54:30 | 94.3 | 54:30 | -33.06 | 47.0511 | 11.7628 |  | 79.0459
6.72 | 1.68 | 54:45 | 0 | 54:45 | 0 | 0 | 0 |  | 0 | 54:45 | 0 | 54:45 | 0 | 0 | 0 |  | 0 | 54:45 | 0 | 54:45 | 0 | 0 | 0 |  | 0 | 54:45 | 0 | 54:45 | 0 | 0 | 0 |  | 0 | 54:45 | 0 | 54:45 | 0 | 0 | 0 |  | 0 | 54:45 | 0 | 54:45 | 0 | 0 | 0 |  | 0 | 54:45 | 34.22 | 54:45 | 34.22 | 17.6732 | 4.4183 |  | 29.691 | 54:45 | 0 | 54:45 | 0 | 0 | 0 |  | 0 | 54:45 | 94.16 | 54:45 | -33.14 | 47.095 | 11.7737 |  | 79.1196 | 54:45 | 94.18 | 54:45 | -33.13 | 47.0908 | 11.7727 |  | 79.1125 | 54:45 | 94.16 | 54:45 | -33.14 | 47.095 | 11.7737 |  | 79.1196
10.94 | 2.735 | 55:00 | 0 | 55:00 | 0 | 0 | 0 | 0 | 0 | 55:00 | 0 | 55:00 | 0 | 0 | 0 | 0 | 0 | 55:00 | 0 | 55:00 | 0 | 0 | 0 | 0 | 0 | 55:00 | 0 | 55:00 | 0 | 0 | 0 | 0 | 0 | 55:00 | 0 | 55:00 | 0 | 0 | 0 | 0 | 0 | 55:00 | 0 | 55:00 | 0 | 0 | 0 | 0 | 0 | 55:00 | 34.3 | 55:00 | 34.3 | 17.7559 | 4.439 | 17.787 | 48.5625 | 55:00 | 0 | 55:00 | 0 | 0 | 0 | 0 | 0 | 55:00 | 93.71 | 55:00 | -33.38 | 47.2093 | 11.8023 | 47.2699 | 129.1175 | 55:00 | 93.72 | 55:00 | -33.37 | 47.2002 | 11.8001 | 47.2682 | 129.0926 | 55:00 | 93.71 | 55:00 | -33.38 | 47.2093 | 11.8023 | 47.2699 | 129.1175
10.94 | 2.735 | 55:15 | 0 | 55:15 | 0 | 0 | 0 |  | 0 | 55:15 | 0 | 55:15 | 0 | 0 | 0 |  | 0 | 55:15 | 0 | 55:15 | 0 | 0 | 0 |  | 0 | 55:15 | 0 | 55:15 | 0 | 0 | 0 |  | 0 | 55:15 | 0 | 55:15 | 0 | 0 | 0 |  | 0 | 55:15 | 0 | 55:15 | 0 | 0 | 0 |  | 0 | 55:15 | 34.32 | 55:15 | 34.32 | 17.7767 | 4.4442 |  | 48.6192 | 55:15 | 0 | 55:15 | 0 | 0 | 0 |  | 0 | 55:15 | 93.48 | 55:15 | -33.5 | 47.2628 | 11.8157 |  | 129.2637 | 55:15 | 93.5 | 55:15 | -33.49 | 47.2588 | 11.8147 |  | 129.2527 | 55:15 | 93.48 | 55:15 | -33.5 | 47.2628 | 11.8157 |  | 129.2637
10.94 | 2.735 | 55:30 | 0 | 55:30 | 0 | 0 | 0 |  | 0 | 55:30 | 0 | 55:30 | 0 | 0 | 0 |  | 0 | 55:30 | 0 | 55:30 | 0 | 0 | 0 |  | 0 | 55:30 | 0 | 55:30 | 0 | 0 | 0 |  | 0 | 55:30 | 0 | 55:30 | 0 | 0 | 0 |  | 0 | 55:30 | 0 | 55:30 | 0 | 0 | 0 |  | 0 | 55:30 | 34.34 | 55:30 | 34.34 | 17.7974 | 4.4493 |  | 48.6759 | 55:30 | 0 | 55:30 | 0 | 0 | 0 |  | 0 | 55:30 | 93.33 | 55:30 | -33.57 | 47.2855 | 11.8214 |  | 129.3259 | 55:30 | 93.35 | 55:30 | -33.57 | 47.2957 | 11.8239 |  | 129.3536 | 55:30 | 93.33 | 55:30 | -33.57 | 47.2855 | 11.8214 |  | 129.3259
10.94 | 2.735 | 55:45 | 0 | 55:45 | 0 | 0 | 0 |  | 0 | 55:45 | 0 | 55:45 | 0 | 0 | 0 |  | 0 | 55:45 | 0 | 55:45 | 0 | 0 | 0 |  | 0 | 55:45 | 0 | 55:45 | 0 | 0 | 0 |  | 0 | 55:45 | 0 | 55:45 | 0 | 0 | 0 |  | 0 | 55:45 | 0 | 55:45 | 0 | 0 | 0 |  | 0 | 55:45 | 34.36 | 55:45 | 34.36 | 17.8181 | 4.4545 |  | 48.7326 | 55:45 | 0 | 55:45 | 0 | 0 | 0 |  | 0 | 55:45 | 93.18 | 55:45 | -33.65 | 47.322 | 11.8305 |  | 129.4258 | 55:45 | 93.2 | 55:45 | -33.64 | 47.3181 | 11.8295 |  | 129.4151 | 55:45 | 93.18 | 55:45 | -33.65 | 47.322 | 11.8305 |  | 129.4258
10.94 | 2.735 | 56:00 | 0 | 56:00 | 0 | 0 | 0 | 0 | 0 | 56:00 | 0 | 56:00 | 0 | 0 | 0 | 0 | 0 | 56:00 | 0 | 56:00 | 0 | 0 | 0 | 0 | 0 | 56:00 | 0 | 56:00 | 0 | 0 | 0 | 29.4432 | 0 | 56:00 | 38.19 | 56:00 | -56.45 | 32.5364 | 8.1341 | 32.5358 | 88.987 | 56:00 | 0 | 56:00 | 0 | 0 | 0 | 0 | 0 | 56:00 | 33.06 | 56:00 | 33.06 | 16.4953 | 4.1238 | 16.4704 | 45.1148 | 56:00 | 0 | 56:00 | 0 | 0 | 0 | 0 | 0 | 56:00 | 95.93 | 56:00 | -32.19 | 46.6048 | 11.6512 | 46.4897 | 127.4643 | 56:00 | 95.95 | 56:00 | -32.18 | 46.6001 | 11.65 | 46.4812 | 127.4512 | 56:00 | 95.93 | 56:00 | -32.19 | 46.6048 | 11.6512 | 46.4897 | 127.4643
10.94 | 2.735 | 56:15 | 0 | 56:15 | 0 | 0 | 0 |  | 0 | 56:15 | 0 | 56:15 | 0 | 0 | 0 |  | 0 | 56:15 | 0 | 56:15 | 0 | 0 | 0 |  | 0 | 56:15 | 0 | 56:15 | 0 | 0 | 0 |  | 0 | 56:15 | 38.15 | 56:15 | -56.47 | 32.5138 | 8.1285 |  | 88.9253 | 56:15 | 0 | 56:15 | 0 | 0 | 0 |  | 0 | 56:15 | 33.08 | 56:15 | 33.08 | 16.5153 | 4.1288 |  | 45.1694 | 56:15 | 0 | 56:15 | 0 | 0 | 0 |  | 0 | 56:15 | 95.83 | 56:15 | -32.25 | 46.643 | 11.6608 |  | 127.5687 | 56:15 | 95.85 | 56:15 | -32.24 | 46.6383 | 11.6596 |  | 127.5558 | 56:15 | 95.83 | 56:15 | -32.25 | 46.643 | 11.6608 |  | 127.5687
10.94 | 2.735 | 56:30 | 0 | 56:30 | 0 | 0 | 0 |  | 0 | 56:30 | 0 | 56:30 | 0 | 0 | 0 |  | 0 | 56:30 | 0 | 56:30 | 0 | 0 | 0 |  | 0 | 56:30 | 55.87 | 56:30 | -69.84 | 58.8896 | 14.7224 |  | 161.063 | 56:30 | 38 | 56:30 | -56.75 | 32.5466 | 8.1366 |  | 89.0148 | 56:30 | 0 | 56:30 | 0 | 0 | 0 |  | 0 | 56:30 | 32.99 | 56:30 | 32.99 | 16.4256 | 4.1064 |  | 44.9239 | 56:30 | 0 | 56:30 | 0 | 0 | 0 |  | 0 | 56:30 | 96.83 | 56:30 | -31.71 | 46.3406 | 11.5852 |  | 126.7416 | 56:30 | 96.85 | 56:30 | -31.7 | 46.3356 | 11.5839 |  | 126.7278 | 56:30 | 96.83 | 56:30 | -31.71 | 46.3406 | 11.5852 |  | 126.7416
10.94 | 2.735 | 56:45 | 0 | 56:45 | 0 | 0 | 0 |  | 0 | 56:45 | 0 | 56:45 | 0 | 0 | 0 |  | 0 | 56:45 | 0 | 56:45 | 0 | 0 | 0 |  | 0 | 56:45 | 55.88 | 56:45 | -69.82 | 58.8833 | 14.7208 |  | 161.0457 | 56:45 | 37.98 | 56:45 | -56.78 | 32.5466 | 8.1367 |  | 89.015 | 56:45 | 0 | 56:45 | 0 | 0 | 0 |  | 0 | 56:45 | 33.01 | 56:45 | 33.01 | 16.4455 | 4.1114 |  | 44.9784 | 56:45 | 0 | 56:45 | 0 | 0 | 0 |  | 0 | 56:45 | 96.77 | 56:45 | -31.75 | 46.3703 | 11.5926 |  | 126.8228 | 56:45 | 96.79 | 56:45 | -31.73 | 46.3507 | 11.5877 |  | 126.7691 | 56:45 | 96.77 | 56:45 | -31.75 | 46.3703 | 11.5926 |  | 126.8228
10.94 | 2.735 | 57:00 | 0 | 57:00 | 0 | 0 | 0 | 23.7196 | 0 | 57:00 | 0 | 57:00 | 0 | 0 | 0 | 0 | 0 | 57:00 | 0 | 57:00 | 0 | 0 | 0 | 0 | 0 | 57:00 | 56 | 57:00 | -69.55 | 58.7815 | 14.6954 | 59.0776 | 160.7675 | 57:00 | 38.41 | 57:00 | -55.98 | 32.4514 | 8.1128 | 32.4542 | 88.7545 | 57:00 | 0 | 57:00 | 0 | 0 | 0 | 0 | 0 | 57:00 | 33.01 | 57:00 | 33.01 | 16.4455 | 4.1114 | 16.4654 | 44.9784 | 57:00 | 0 | 57:00 | 0 | 0 | 0 | 0 | 0 | 57:00 | 96.21 | 57:00 | -32.04 | 46.5231 | 11.6308 | 46.0376 | 127.2406 | 57:00 | 96.23 | 57:00 | -32.03 | 46.5182 | 11.6296 | 46.0323 | 127.2273 | 57:00 | 96.21 | 57:00 | -32.04 | 46.5231 | 11.6308 | 46.0376 | 127.2406
10.94 | 2.735 | 57:15 | 40.67 | 57:15 | -51.52 | 31.6232 | 7.9058 |  | 86.4894 | 57:15 | 0 | 57:15 | 0 | 0 | 0 |  | 0 | 57:15 | 0 | 57:15 | 0 | 0 | 0 |  | 0 | 57:15 | 55.55 | 57:15 | -70.59 | 59.1811 | 14.7953 |  | 161.8603 | 57:15 | 38.38 | 57:15 | -56.03 | 32.455 | 8.1137 |  | 88.7643 | 57:15 | 0 | 57:15 | 0 | 0 | 0 |  | 0 | 57:15 | 33.02 | 57:15 | 33.02 | 16.4555 | 4.1139 |  | 45.0057 | 57:15 | 0 | 57:15 | 0 | 0 | 0 |  | 0 | 57:15 | 98.3 | 57:15 | -30.92 | 45.8721 | 11.468 |  | 125.4602 | 57:15 | 98.32 | 57:15 | -30.91 | 45.8666 | 11.4666 |  | 125.4451 | 57:15 | 98.3 | 57:15 | -30.92 | 45.8721 | 11.468 |  | 125.4602
10.94 | 2.735 | 57:30 | 40.66 | 57:30 | -51.53 | 31.6216 | 7.9054 |  | 86.4849 | 57:30 | 0 | 57:30 | 0 | 0 | 0 |  | 0 | 57:30 | 0 | 57:30 | 0 | 0 | 0 |  | 0 | 57:30 | 55.55 | 57:30 | -70.58 | 59.1727 | 14.7932 |  | 161.8373 | 57:30 | 38.37 | 57:30 | -56.04 | 32.4523 | 8.1131 |  | 88.7571 | 57:30 | 0 | 57:30 | 0 | 0 | 0 |  | 0 | 57:30 | 33.04 | 57:30 | 33.04 | 16.4754 | 4.1188 |  | 45.0602 | 57:30 | 0 | 57:30 | 0 | 0 | 0 |  | 0 | 57:30 | 98.29 | 57:30 | -30.93 | 45.8823 | 11.4706 |  | 125.488 | 57:30 | 98.31 | 57:30 | -30.92 | 45.8768 | 11.4692 |  | 125.473 | 57:30 | 98.29 | 57:30 | -30.93 | 45.8823 | 11.4706 |  | 125.488
10.94 | 2.735 | 57:45 | 40.66 | 57:45 | -51.55 | 31.6338 | 7.9085 |  | 86.5185 | 57:45 | 0 | 57:45 | 0 | 0 | 0 |  | 0 | 57:45 | 0 | 57:45 | 0 | 0 | 0 |  | 0 | 57:45 | 55.56 | 57:45 | -70.57 | 59.175 | 14.7937 |  | 161.8435 | 57:45 | 38.37 | 57:45 | -56.05 | 32.4581 | 8.1145 |  | 88.7729 | 57:45 | 0 | 57:45 | 0 | 0 | 0 |  | 0 | 57:45 | 33.05 | 57:45 | 33.05 | 16.4854 | 4.1213 |  | 45.0875 | 57:45 | 0 | 57:45 | 0 | 0 | 0 |  | 0 | 57:45 | 98.27 | 57:45 | -30.93 | 45.8729 | 11.4682 |  | 125.4625 | 57:45 | 98.29 | 57:45 | -30.92 | 45.8674 | 11.4669 |  | 125.4474 | 57:45 | 98.27 | 57:45 | -30.93 | 45.8729 | 11.4682 |  | 125.4625
27.68 | 6.92 | 58:00 | 39.87 | 58:00 | -53.14 | 31.9759 | 7.994 | 32.0057 | 221.2736 | 58:00 | 0 | 58:00 | 0 | 0 | 0 | 0 | 0 | 58:00 | 0 | 58:00 | 0 | 0 | 0 | 0 | 0 | 58:00 | 55.13 | 58:00 | -71.56 | 59.5407 | 14.8852 | 59.5625 | 412.0217 | 58:00 | 37.05 | 58:00 | -58.5 | 32.7114 | 8.1779 | 32.7243 | 226.3632 | 58:00 | 0 | 58:00 | 0 | 0 | 0 | 0 | 0 | 58:00 | 31.99 | 58:00 | 31.99 | 15.4449 | 3.8612 | 15.4159 | 106.8785 | 58:00 | 0 | 58:00 | 0 | 0 | 0 | 0 | 0 | 58:00 | 111.74 | 58:00 | -23.5 | 39.6307 | 9.9077 | 39.564 | 274.2447 | 58:00 | 111.76 | 58:00 | -23.49 | 39.621 | 9.9052 | 39.556 | 274.1771 | 58:00 | 0 | 58:00 | 0 | 0 | 0 | 0 | 0
27.68 | 6.92 | 58:15 | 39.8 | 58:15 | -53.26 | 31.9919 | 7.998 |  | 221.3839 | 58:15 | 0 | 58:15 | 0 | 0 | 0 |  | 0 | 58:15 | 0 | 58:15 | 0 | 0 | 0 |  | 0 | 58:15 | 55.1 | 58:15 | -71.61 | 59.5499 | 14.8875 |  | 412.0852 | 58:15 | 37.01 | 58:15 | -58.59 | 32.7264 | 8.1816 |  | 226.4667 | 58:15 | 0 | 58:15 | 0 | 0 | 0 |  | 0 | 58:15 | 31.97 | 58:15 | 31.97 | 15.4256 | 3.8564 |  | 106.7449 | 58:15 | 0 | 58:15 | 0 | 0 | 0 |  | 0 | 58:15 | 111.8 | 58:15 | -23.46 | 39.5845 | 9.8961 |  | 273.9249 | 58:15 | 111.83 | 58:15 | -23.45 | 39.5783 | 9.8946 |  | 273.8816 | 58:15 | 0 | 58:15 | 0 | 0 | 0 |  | 0
27.68 | 6.92 | 58:30 | 39.74 | 58:30 | -53.38 | 32.0156 | 8.0039 |  | 221.5482 | 58:30 | 0 | 58:30 | 0 | 0 | 0 |  | 0 | 58:30 | 0 | 58:30 | 0 | 0 | 0 |  | 0 | 58:30 | 55.08 | 58:30 | -71.66 | 59.5698 | 14.8925 |  | 412.2232 | 58:30 | 36.96 | 58:30 | -58.67 | 32.7268 | 8.1817 |  | 226.4695 | 58:30 | 0 | 58:30 | 0 | 0 | 0 |  | 0 | 58:30 | 31.95 | 58:30 | 31.95 | 15.4063 | 3.8516 |  | 106.6114 | 58:30 | 0 | 58:30 | 0 | 0 | 0 |  | 0 | 58:30 | 111.87 | 58:30 | -23.42 | 39.5418 | 9.8854 |  | 273.6291 | 58:30 | 111.9 | 58:30 | -23.41 | 39.5355 | 9.8839 |  | 273.5856 | 58:30 | 0 | 58:30 | 0 | 0 | 0 |  | 0
27.68 | 6.92 | 58:45 | 39.68 | 58:45 | -53.5 | 32.0392 | 8.0098 |  | 221.711 | 58:45 | 0 | 58:45 | 0 | 0 | 0 |  | 0 | 58:45 | 0 | 58:45 | 0 | 0 | 0 |  | 0 | 58:45 | 55.06 | 58:45 | -71.71 | 59.5898 | 14.8974 |  | 412.3611 | 58:45 | 36.91 | 58:45 | -58.76 | 32.7327 | 8.1832 |  | 226.5101 | 58:45 | 0 | 58:45 | 0 | 0 | 0 |  | 0 | 58:45 | 31.93 | 58:45 | 31.93 | 15.387 | 3.8467 |  | 106.4779 | 58:45 | 0 | 58:45 | 0 | 0 | 0 |  | 0 | 58:45 | 111.94 | 58:45 | -23.38 | 39.4989 | 9.8747 |  | 273.3327 | 58:45 | 111.96 | 58:45 | -23.37 | 39.4891 | 9.8723 |  | 273.2646 | 58:45 | 0 | 58:45 | 0 | 0 | 0 |  | 0
27.68 | 6.92 | 59:00 | 39.93 | 59:00 | -53 | 31.9397 | 7.9849 | 31.9689 | 221.0227 | 59:00 | 0 | 59:00 | 0 | 0 | 0 | 0 | 0 | 59:00 | 0 | 59:00 | 0 | 0 | 0 | 0 | 0 | 59:00 | 55.29 | 59:00 | -71.18 | 59.3964 | 14.8491 | 59.3546 | 411.0232 | 59:00 | 37.31 | 59:00 | -58.04 | 32.682 | 8.1705 | 32.6872 | 226.1593 | 59:00 | 0 | 59:00 | 0 | 0 | 0 | 0 | 0 | 59:00 | 32.31 | 59:00 | 32.31 | 15.7554 | 3.9389 | 15.7408 | 109.0274 | 59:00 | 0 | 59:00 | 0 | 0 | 0 | 0 | 0 | 59:00 | 111.23 | 59:00 | -23.79 | 39.9367 | 9.9842 | 31.9751 | 276.3619 | 59:00 | 111.25 | 59:00 | -23.77 | 39.9103 | 9.9776 | 9.9776 | 276.1792 | 59:00 | 0 | 59:00 | 0 | 0 | 0 | 0 | 0
27.68 | 6.92 | 59:15 | 39.89 | 59:15 | -53.09 | 31.9619 | 7.9905 |  | 221.1763 | 59:15 | 0 | 59:15 | 0 | 0 | 0 |  | 0 | 59:15 | 0 | 59:15 | 0 | 0 | 0 |  | 0 | 59:15 | 55.35 | 59:15 | -71.05 | 59.3523 | 14.8381 |  | 410.7177 | 59:15 | 37.27 | 59:15 | -58.1 | 32.6807 | 8.1702 |  | 226.1504 | 59:15 | 0 | 59:15 | 0 | 0 | 0 |  | 0 | 59:15 | 32.3 | 59:15 | 32.3 | 15.7457 | 3.9364 |  | 108.9599 | 59:15 | 0 | 59:15 | 0 | 0 | 0 |  | 0 | 59:15 | 125.49 | 59:15 | -15.56 | 29.4696 | 7.3674 |  | 203.9297 | 59:15 | 0 | 59:15 | 0 | 0 | 0 |  | 0 | 59:15 | 0 | 59:15 | 0 | 0 | 0 |  | 0
27.68 | 6.92 | 59:30 | 39.84 | 59:30 | -53.18 | 31.9759 | 7.994 |  | 221.2735 | 59:30 | 0 | 59:30 | 0 | 0 | 0 |  | 0 | 59:30 | 0 | 59:30 | -91.98 | 0 | 0 |  | 0 | 59:30 | 55.36 | 59:30 | -71.02 | 59.3379 | 14.8345 |  | 410.6185 | 59:30 | 37.24 | 59:30 | -58.17 | 32.6937 | 8.1734 |  | 226.2406 | 59:30 | 0 | 59:30 | 0 | 0 | 0 |  | 0 | 59:30 | 32.29 | 59:30 | 32.29 | 15.7359 | 3.934 |  | 108.8925 | 59:30 | 0 | 59:30 | 0 | 0 | 0 |  | 0 | 59:30 | 125.67 | 59:30 | -15.46 | 29.3222 | 7.3306 |  | 202.9097 | 59:30 | 0 | 59:30 | 0 | 0 | 0 |  | 0 | 59:30 | 0 | 59:30 | 0 | 0 | 0 |  | 0
27.68 | 6.92 | 59:45 | 39.8 | 59:45 | -53.27 | 31.9979 | 7.9995 |  | 221.4254 | 59:45 | 0 | 59:45 | 0 | 0 | 0 |  | 0 | 59:45 | 0 | 59:45 | -92.04 | 0 | 0 |  | 0 | 59:45 | 55.37 | 59:45 | -71 | 59.3319 | 14.833 |  | 410.577 | 59:45 | 37.2 | 59:45 | -58.23 | 32.6923 | 8.1731 |  | 226.2307 | 59:45 | 0 | 59:45 | 0 | 0 | 0 |  | 0 | 59:45 | 32.28 | 59:45 | 32.28 | 15.7262 | 3.9315 |  | 108.825 | 59:45 | 0 | 59:45 | 0 | 0 | 0 |  | 0 | 59:45 | 125.84 | 59:45 | -15.36 | 29.172 | 7.293 |  | 201.8699 | 59:45 | 0 | 59:45 | 0 | 0 | 0 |  | 0 | 59:45 | 0 | 59:45 | 0 | 0 | 0 |  | 0
27.68 | 6.92 | 60:00 | 39.72 | 60:00 | -53.43 | 32.0295 | 8.0074 | 32.2173 | 221.6441 | 60:00 | 0 | 60:00 | 0 | 0 | 0 | 0 | 0 | 60:00 | 0 | 60:00 | -92.8 | 0 | 0 | 32.6877 | 0 | 60:00 | 55.13 | 60:00 | -71.56 | 59.5407 | 14.8852 | 60.9475 | 412.0217 | 60:00 | 36.94 | 60:00 | -58.71 | 32.7314 | 8.1829 | 32.7495 | 226.5013 | 60:00 | 0 | 60:00 | 0 | 0 | 0 | 0 | 0 | 60:00 | 32.26 | 60:00 | 32.26 | 15.7067 | 3.9267 | 15.6241 | 108.6902 | 60:00 | 0 | 60:00 | 0 | 0 | 0 | 0 | 0 | 60:00 | 126.42 | 60:00 | -15.02 | 28.6577 | 7.1644 | 27.9315 | 198.3113 | 60:00 | 0 | 60:00 | 0 | 0 | 0 | 0 | 0 | 60:00 | 0 | 60:00 | 0 | 0 | 0 | 0 | 0
27.68 | 6.92 | 60:15 | 39.67 | 60:15 | -53.52 | 32.0431 | 8.0108 |  | 221.738 | 60:15 | 0 | 60:15 | 0 | 0 | 0 |  | 0 | 60:15 | 0 | 60:15 | -92.91 | 0 | 0 |  | 0 | 60:15 | 55.1 | 60:15 | -71.61 | 59.5499 | 14.8875 |  | 412.0852 | 60:15 | 36.9 | 60:15 | -58.78 | 32.7349 | 8.1837 |  | 226.5258 | 60:15 | 0 | 60:15 | 0 | 0 | 0 |  | 0 | 60:15 | 32.25 | 60:15 | 32.25 | 15.6969 | 3.9242 |  | 108.6228 | 60:15 | 0 | 60:15 | 0 | 0 | 0 |  | 0 | 60:15 | 126.59 | 60:15 | -14.92 | 28.5052 | 7.1263 |  | 197.2559 | 60:15 | 0 | 60:15 | 0 | 0 | 0 |  | 0 | 60:15 | 0 | 60:15 | 0 | 0 | 0 |  | 0
27.68 | 6.92 | 60:30 | 38.61 | 60:30 | -55.58 | 32.3872 | 8.0968 |  | 224.1197 | 60:30 | 0 | 60:30 | 0 | 0 | 0 |  | 0 | 60:30 | 46.62 | 60:30 | -93.01 | 65.4422 | 16.3605 |  | 452.8597 | 60:30 | 46.59 | 60:30 | -88.69 | 62.3624 | 15.5906 |  | 431.548 | 60:30 | 36.67 | 60:30 | -59.2 | 32.7633 | 8.1908 |  | 226.7224 | 60:30 | 0 | 60:30 | 0 | 0 | 0 |  | 0 | 60:30 | 32.1 | 60:30 | 32.1 | 15.5513 | 3.8878 |  | 107.6148 | 60:30 | 0 | 60:30 | 0 | 0 | 0 |  | 0 | 60:30 | 127.83 | 60:30 | -14.19 | 27.3761 | 6.844 |  | 189.4423 | 60:30 | 0 | 60:30 | 0 | 0 | 0 |  | 0 | 60:30 | 0 | 60:30 | 0 | 0 | 0 |  | 0
27.68 | 6.92 | 60:45 | 38.56 | 60:45 | -55.69 | 32.4093 | 8.1023 |  | 224.2725 | 60:45 | 0 | 60:45 | 0 | 0 | 0 |  | 0 | 60:45 | 46.47 | 60:45 | -93.12 | 65.3087 | 16.3272 |  | 451.9365 | 60:45 | 46.44 | 60:45 | -88.94 | 62.3369 | 15.5842 |  | 431.3711 | 60:45 | 36.62 | 60:45 | -59.29 | 32.7684 | 8.1921 |  | 226.7574 | 60:45 | 0 | 60:45 | 0 | 0 | 0 |  | 0 | 60:45 | 32.09 | 60:45 | 32.09 | 15.5416 | 3.8854 |  | 107.5477 | 60:45 | 0 | 60:45 | 0 | 0 | 0 |  | 0 | 60:45 | 128.03 | 60:45 | -14.07 | 27.187 | 6.7968 |  | 188.1341 | 60:45 | 0 | 60:45 | 0 | 0 | 0 |  | 0 | 60:45 | 0 | 60:45 | 0 | 0 | 0 |  | 0
27.68 | 6.92 | 61:00 | 38.63 | 61:00 | -55.55 | 32.3865 | 8.0966 | 32.1699 | 224.1148 | 61:00 | 0 | 61:00 | 0 | 0 | 0 | 0 | 0 | 61:00 | 46.25 | 61:00 | -93.34 | 65.1531 | 16.2883 | 16.2883 | 450.8596 | 61:00 | 46.22 | 61:00 | -89.32 | 62.3066 | 15.5767 | 60.5617 | 431.1619 | 61:00 | 36.4 | 61:00 | -59.69 | 32.7913 | 8.1978 | 32.7846 | 226.9158 | 61:00 | 0 | 61:00 | 0 | 0 | 0 | 0 | 0 | 61:00 | 31.86 | 61:00 | 31.86 | 15.3196 | 3.8299 | 15.3942 | 106.0116 | 61:00 | 0 | 61:00 | 0 | 0 | 0 | 0 | 0 | 61:00 | 128.33 | 61:00 | -13.89 | 26.9021 | 6.7255 | 27.3538 | 186.1625 | 61:00 | 0 | 61:00 | 0 | 0 | 0 | 0 | 0 | 61:00 | 0 | 61:00 | 0 | 0 | 0 | 0 | 0
27.68 | 6.92 | 61:15 | 39.57 | 61:15 | -53.72 | 32.0817 | 8.0204 |  | 222.0055 | 61:15 | 0 | 61:15 | 0 | 0 | 0 |  | 0 | 61:15 | 0 | 61:15 | -93.45 | 0 | 0 |  | 0 | 61:15 | 54.58 | 61:15 | -72.8 | 59.9681 | 14.992 |  | 414.9795 | 61:15 | 36.54 | 61:15 | -59.44 | 32.7796 | 8.1949 |  | 226.8345 | 61:15 | 0 | 61:15 | 0 | 0 | 0 |  | 0 | 61:15 | 31.98 | 61:15 | 31.98 | 15.4352 | 3.8588 |  | 106.8117 | 61:15 | 0 | 61:15 | 0 | 0 | 0 |  | 0 | 61:15 | 127.51 | 61:15 | -14.38 | 27.6732 | 6.9183 |  | 191.4983 | 61:15 | 0 | 61:15 | 0 | 0 | 0 |  | 0 | 61:15 | 0 | 61:15 | 0 | 0 | 0 |  | 0
27.68 | 6.92 | 61:30 | 39.53 | 61:30 | -53.8 | 32.097 | 8.0243 |  | 222.1114 | 61:30 | 0 | 61:30 | 0 | 0 | 0 |  | 0 | 61:30 | 0 | 61:30 | -93.56 | 0 | 0 |  | 0 | 61:30 | 54.55 | 61:30 | -72.85 | 59.9763 | 14.9941 |  | 415.0363 | 61:30 | 36.49 | 61:30 | -59.53 | 32.7843 | 8.1961 |  | 226.8671 | 61:30 | 0 | 61:30 | 0 | 0 | 0 |  | 0 | 61:30 | 31.96 | 61:30 | 31.96 | 15.4159 | 3.854 |  | 106.6781 | 61:30 | 0 | 61:30 | 0 | 0 | 0 |  | 0 | 61:30 | 127.68 | 61:30 | -14.27 | 27.4981 | 6.8745 |  | 190.2868 | 61:30 | 0 | 61:30 | 0 | 0 | 0 |  | 0 | 61:30 | 0 | 61:30 | 0 | 0 | 0 |  | 0
27.68 | 6.92 | 61:45 | 39.5 | 61:45 | -53.87 | 32.1144 | 8.0286 |  | 222.2316 | 61:45 | 0 | 61:45 | 0 | 0 | 0 |  | 0 | 61:45 | 0 | 61:45 | -93.67 | 0 | 0 |  | 0 | 61:45 | 54.53 | 61:45 | -72.9 | 59.9955 | 14.9989 |  | 415.1689 | 61:45 | 36.44 | 61:45 | -59.61 | 32.7833 | 8.1958 |  | 226.8607 | 61:45 | 0 | 61:45 | 0 | 0 | 0 |  | 0 | 61:45 | 31.95 | 61:45 | 31.95 | 15.4063 | 3.8516 |  | 106.6114 | 61:45 | 0 | 61:45 | 0 | 0 | 0 |  | 0 | 61:45 | 127.85 | 61:45 | -14.17 | 27.3417 | 6.8354 |  | 189.2049 | 61:45 | 0 | 61:45 | 0 | 0 | 0 |  | 0 | 61:45 | 0 | 61:45 | 0 | 0 | 0 |  | 0
27.68 | 6.92 | 62:00 | 39.33 | 62:00 | -54.19 | 32.1661 | 8.0415 | 32.1884 | 222.5896 | 62:00 | 0 | 62:00 | 0 | 0 | 0 | 0 | 0 | 62:00 | 0 | 62:00 | 0 | 0 | 0 | 0 | 0 | 62:00 | 54.73 | 62:00 | -72.46 | 59.8521 | 14.963 | 59.8355 | 414.1766 | 62:00 | 36.81 | 62:00 | -58.95 | 32.7495 | 8.1874 | 32.7525 | 226.6269 | 62:00 | 0 | 62:00 | 0 | 0 | 0 | 0 | 0 | 62:00 | 31.98 | 62:00 | 31.98 | 15.4352 | 3.8588 | 15.4111 | 106.8117 | 62:00 | 0 | 62:00 | 0 | 0 | 0 | 0 | 0 | 62:00 | 127.9 | 62:00 | -14.14 | 27.2945 | 6.8236 | 27.0596 | 188.8781 | 62:00 | 0 | 62:00 | 0 | 0 | 0 | 0 | 0 | 62:00 | 0 | 62:00 | 0 | 0 | 0 | 0 | 0
27.68 | 6.92 | 62:15 | 39.29 | 62:15 | -54.27 | 32.1808 | 8.0452 |  | 222.6915 | 62:15 | 0 | 62:15 | 0 | 0 | 0 |  | 0 | 62:15 | 0 | 62:15 | 0 | 0 | 0 |  | 0 | 62:15 | 54.74 | 62:15 | -72.43 | 59.8383 | 14.9596 |  | 414.0807 | 62:15 | 36.78 | 62:15 | -59 | 32.7506 | 8.1877 |  | 226.6342 | 62:15 | 0 | 62:15 | 0 | 0 | 0 |  | 0 | 62:15 | 31.96 | 62:15 | 31.96 | 15.4159 | 3.854 |  | 106.6781 | 62:15 | 0 | 62:15 | 0 | 0 | 0 |  | 0 | 62:15 | 128.07 | 62:15 | -14.04 | 27.1375 | 6.7844 |  | 187.7916 | 62:15 | 0 | 62:15 | 0 | 0 | 0 |  | 0 | 62:15 | 0 | 62:15 | 0 | 0 | 0 |  | 0
27.68 | 6.92 | 62:30 | 39.24 | 62:30 | -54.36 | 32.1932 | 8.0483 |  | 222.7769 | 62:30 | 0 | 62:30 | 0 | 0 | 0 |  | 0 | 62:30 | 0 | 62:30 | 0 | 0 | 0 |  | 0 | 62:30 | 54.75 | 62:30 | -72.41 | 59.8327 | 14.9582 |  | 414.042 | 62:30 | 36.75 | 62:30 | -59.05 | 32.7516 | 8.1879 |  | 226.6413 | 62:30 | 0 | 62:30 | 0 | 0 | 0 |  | 0 | 62:30 | 31.95 | 62:30 | 31.95 | 15.4063 | 3.8516 |  | 106.6114 | 62:30 | 0 | 62:30 | 0 | 0 | 0 |  | 0 | 62:30 | 128.25 | 62:30 | -13.94 | 26.9821 | 6.7455 |  | 186.7162 | 62:30 | 0 | 62:30 | 0 | 0 | 0 |  | 0 | 62:30 | 0 | 62:30 | 0 | 0 | 0 |  | 0
27.68 | 6.92 | 62:45 | 39.2 | 62:45 | -54.45 | 32.2136 | 8.0534 |  | 222.9183 | 62:45 | 0 | 62:45 | 0 | 0 | 0 |  | 0 | 62:45 | 0 | 62:45 | 0 | 0 | 0 |  | 0 | 62:45 | 54.76 | 62:45 | -72.38 | 59.8188 | 14.9547 |  | 413.9461 | 62:45 | 36.72 | 62:45 | -59.11 | 32.7581 | 8.1895 |  | 226.6864 | 62:45 | 0 | 62:45 | 0 | 0 | 0 |  | 0 | 62:45 | 31.93 | 62:45 | 31.93 | 15.387 | 3.8467 |  | 106.4779 | 62:45 | 0 | 62:45 | 0 | 0 | 0 |  | 0 | 62:45 | 128.42 | 62:45 | -13.84 | 26.8241 | 6.706 |  | 185.6225 | 62:45 | 0 | 62:45 | 0 | 0 | 0 |  | 0 | 62:45 | 0 | 62:45 | 0 | 0 | 0 |  | 0
27.68 | 6.92 | 63:00 | 38.98 | 63:00 | -54.88 | 32.2858 | 8.0715 | 32.3103 | 223.4178 | 63:00 | 0 | 63:00 | 0 | 0 | 0 | 0 | 0 | 63:00 | 0 | 63:00 | 0 | 0 | 0 | 0 | 0 | 63:00 | 54.43 | 63:00 | -73.12 | 60.0662 | 15.0166 | 60.1188 | 415.6581 | 63:00 | 36.12 | 63:00 | -60.19 | 32.8116 | 8.2029 | 32.8145 | 227.0564 | 63:00 | 0 | 63:00 | 0 | 0 | 0 | 0 | 0 | 63:00 | 31.98 | 63:00 | 31.98 | 15.4352 | 3.8588 | 15.4183 | 106.8117 | 63:00 | 0 | 63:00 | 0 | 0 | 0 | 0 | 0 | 63:00 | 127.98 | 63:00 | -14.1 | 27.2343 | 6.8086 | 27.0045 | 188.4616 | 63:00 | 0 | 63:00 | 0 | 0 | 0 | 0 | 0 | 63:00 | 0 | 63:00 | 0 | 0 | 0 | 0 | 0
27.68 | 6.92 | 63:15 | 38.91 | 63:15 | -55 | 32.2983 | 8.0746 |  | 223.5042 | 63:15 | 0 | 63:15 | 0 | 0 | 0 |  | 0 | 63:15 | 0 | 63:15 | 0 | 0 | 0 |  | 0 | 63:15 | 54.39 | 63:15 | -73.22 | 60.1041 | 15.026 |  | 415.9207 | 63:15 | 36.06 | 63:15 | -60.29 | 32.8115 | 8.2029 |  | 227.0559 | 63:15 | 0 | 63:15 | 0 | 0 | 0 |  | 0 | 63:15 | 31.97 | 63:15 | 31.97 | 15.4256 | 3.8564 |  | 106.7449 | 63:15 | 0 | 63:15 | 0 | 0 | 0 |  | 0 | 63:15 | 128.14 | 63:15 | -14 | 27.075 | 6.7687 |  | 187.359 | 63:15 | 0 | 63:15 | 0 | 0 | 0 |  | 0 | 63:15 | 0 | 63:15 | 0 | 0 | 0 |  | 0
27.68 | 6.92 | 63:30 | 38.86 | 63:30 | -55.11 | 32.3213 | 8.0803 |  | 223.6634 | 63:30 | 0 | 63:30 | 0 | 0 | 0 |  | 0 | 63:30 | 0 | 63:30 | 0 | 0 | 0 |  | 0 | 63:30 | 54.34 | 63:30 | -73.33 | 60.1391 | 15.0348 |  | 416.1626 | 63:30 | 36.01 | 63:30 | -60.39 | 32.8204 | 8.2051 |  | 227.1171 | 63:30 | 0 | 63:30 | 0 | 0 | 0 |  | 0 | 63:30 | 31.96 | 63:30 | 31.96 | 15.4159 | 3.854 |  | 106.6781 | 63:30 | 0 | 63:30 | 0 | 0 | 0 |  | 0 | 63:30 | 128.3 | 63:30 | -13.91 | 26.9345 | 6.7336 |  | 186.387 | 63:30 | 0 | 63:30 | 0 | 0 | 0 |  | 0 | 63:30 | 0 | 63:30 | 0 | 0 | 0 |  | 0
27.68 | 6.92 | 63:45 | 38.8 | 63:45 | -55.22 | 32.3358 | 8.084 |  | 223.7638 | 63:45 | 0 | 63:45 | 0 | 0 | 0 |  | 0 | 63:45 | 0 | 63:45 | 0 | 0 | 0 |  | 0 | 63:45 | 54.29 | 63:45 | -73.43 | 60.1657 | 15.0414 |  | 416.3467 | 63:45 | 35.95 | 63:45 | -60.48 | 32.8145 | 8.2036 |  | 227.0766 | 63:45 | 0 | 63:45 | 0 | 0 | 0 |  | 0 | 63:45 | 31.94 | 63:45 | 31.94 | 15.3966 | 3.8492 |  | 106.5446 | 63:45 | 0 | 63:45 | 0 | 0 | 0 |  | 0 | 63:45 | 128.46 | 63:45 | -13.81 | 26.7742 | 6.6936 |  | 185.2778 | 63:45 | 0 | 63:45 | 0 | 0 | 0 |  | 0 | 63:45 | 0 | 63:45 | 0 | 0 | 0 |  | 0
27.68 | 6.92 | 64:00 | 39.01 | 64:00 | -54.82 | 32.2753 | 8.0688 | 32.2625 | 223.3453 | 64:00 | 0 | 64:00 | 0 | 0 | 0 | 0 | 0 | 64:00 | 0 | 64:00 | 0 | 0 | 0 | 0 | 0 | 64:00 | 54.41 | 64:00 | -73.18 | 60.0934 | 15.0234 | 60.0488 | 415.8463 | 64:00 | 36.03 | 64:00 | -60.35 | 32.8169 | 8.2042 | 24.6124 | 227.0928 | 64:00 | 0 | 64:00 | 0 | 0 | 0 | 0 | 0 | 64:00 | 31.8 | 64:00 | 31.8 | 15.2619 | 3.8155 | 15.6613 | 105.6127 | 64:00 | 0 | 64:00 | 0 | 0 | 0 | 0 | 0 | 64:00 | 128.63 | 64:00 | -13.71 | 26.6155 | 6.6539 | 29.3679 | 184.1796 | 64:00 | 0 | 64:00 | 0 | 0 | 0 | 9.5112 | 0 | 64:00 | 0 | 64:00 | 0 | 0 | 0 | 0 | 0
27.68 | 6.92 | 64:15 | 38.97 | 64:15 | -54.9 | 32.2893 | 8.0723 |  | 223.4418 | 64:15 | 0 | 64:15 | 0 | 0 | 0 |  | 0 | 64:15 | 0 | 64:15 | 0 | 0 | 0 |  | 0 | 64:15 | 54.39 | 64:15 | -73.22 | 60.1041 | 15.026 |  | 415.9207 | 64:15 | 35.98 | 64:15 | -60.43 | 32.8148 | 8.2037 |  | 227.0782 | 64:15 | 0 | 64:15 | 0 | 0 | 0 |  | 0 | 64:15 | 31.78 | 64:15 | 31.78 | 15.2428 | 3.8107 |  | 105.4799 | 64:15 | 0 | 64:15 | 0 | 0 | 0 |  | 0 | 64:15 | 128.79 | 64:15 | -13.62 | 26.4737 | 6.6184 |  | 183.1981 | 64:15 | 0 | 64:15 | 0 | 0 | 0 |  | 0 | 64:15 | 0 | 64:15 | 0 | 0 | 0 |  | 0
27.68 | 6.92 | 64:30 | 38.93 | 64:30 | -54.97 | 32.2973 | 8.0743 |  | 223.4971 | 64:30 | 0 | 64:30 | 0 | 0 | 0 |  | 0 | 64:30 | 0 | 64:30 | 0 | 0 | 0 |  | 0 | 64:30 | 54.37 | 64:30 | -73.27 | 60.1231 | 15.0308 |  | 416.0517 | 64:30 | 35.93 | 64:30 | -60.52 | 32.818 | 8.2045 |  | 227.1004 | 64:30 | 0 | 64:30 | 0 | 0 | 0 |  | 0 | 64:30 | 31.76 | 64:30 | 31.76 | 15.2236 | 3.8059 |  | 105.3471 | 64:30 | 0 | 64:30 | 0 | 0 | 0 |  | 0 | 64:30 | 128.94 | 64:30 | -13.52 | 26.3099 | 6.5775 |  | 182.0648 | 64:30 | 0 | 64:30 | 0 | 0 | 0 |  | 0 | 64:30 | 0 | 64:30 | 0 | 0 | 0 |  | 0
27.68 | 6.92 | 64:45 | 39.27 | 64:45 | -54.31 | 32.1882 | 8.047 |  | 222.7422 | 64:45 | 0 | 64:45 | 0 | 0 | 0 |  | 0 | 64:45 | 0 | 64:45 | -92.84 | 0 | 0 |  | 0 | 64:45 | 54.69 | 64:45 | -72.54 | 59.8744 | 14.9686 |  | 414.3308 | 64:45 | 0 | 64:45 | 0 | 0 | 0 |  | 0 | 64:45 | 0 | 64:45 | 0 | 0 | 0 |  | 0 | 64:45 | 33.48 | 64:45 | 33.48 | 16.9171 | 4.2293 |  | 117.0665 | 64:45 | 0 | 64:45 | 0 | 0 | 0 |  | 0 | 64:45 | 114.25 | 64:45 | -22.08 | 38.0725 | 9.5181 |  | 263.4614 | 64:45 | 114.27 | 64:45 | -22.06 | 38.0446 | 9.5112 |  | 263.2689 | 64:45 | 0 | 64:45 | 0 | 0 | 0 |  | 0
10.94 | 2.735 | 65:00 | 39.3 | 65:00 | -54.25 | 32.1772 | 8.0443 | 32.1763 | 88.0046 | 65:00 | 0 | 65:00 | 0 | 0 | 0 | 0 | 0 | 65:00 | 0 | 65:00 | -93.01 | 0 | 0 | 0 | 0 | 65:00 | 54.72 | 65:00 | -72.47 | 59.8494 | 14.9624 | 59.8354 | 163.6882 | 65:00 | 0 | 65:00 | 0 | 0 | 0 | 0 | 0 | 65:00 | 37.48 | 65:00 | -57.76 | 32.6725 | 8.1681 | 32.6555 | 89.3593 | 65:00 | 32.54 | 65:00 | 32.54 | 15.9805 | 3.9951 | 16.0075 | 43.7067 | 65:00 | 0 | 65:00 | 0 | 0 | 0 | 0 | 0 | 65:00 | 101.58 | 65:00 | -29.14 | 44.6739 | 11.1685 | 44.6875 | 122.183 | 65:00 | 101.6 | 65:00 | -29.13 | 44.6673 | 11.1668 | 44.6771 | 122.1651 | 65:00 | 101.58 | 65:00 | -29.14 | 44.6739 | 11.1685 | 44.6875 | 122.183
10.94 | 2.735 | 65:15 | 39.3 | 65:15 | -54.25 | 32.1772 | 8.0443 |  | 88.0046 | 65:15 | 0 | 65:15 | 0 | 0 | 0 |  | 0 | 65:15 | 0 | 65:15 | -93.15 | 0 | 0 |  | 0 | 65:15 | 54.74 | 65:15 | -72.44 | 59.8465 | 14.9616 |  | 163.6802 | 65:15 | 0 | 65:15 | 0 | 0 | 0 |  | 0 | 65:15 | 37.47 | 65:15 | -57.74 | 32.6525 | 8.1631 |  | 89.3045 | 65:15 | 32.56 | 65:15 | 32.56 | 16.0002 | 4 |  | 43.7604 | 65:15 | 0 | 65:15 | 0 | 0 | 0 |  | 0 | 65:15 | 101.56 | 65:15 | -29.15 | 44.6804 | 11.1701 |  | 122.2009 | 65:15 | 101.58 | 65:15 | -29.14 | 44.6739 | 11.1685 |  | 122.183 | 65:15 | 101.56 | 65:15 | -29.15 | 44.6804 | 11.1701 |  | 122.2009
10.94 | 2.735 | 65:30 | 39.3 | 65:30 | -54.24 | 32.1712 | 8.0428 |  | 87.9884 | 65:30 | 0 | 65:30 | 0 | 0 | 0 |  | 0 | 65:30 | 0 | 65:30 | -93.26 | 0 | 0 |  | 0 | 65:30 | 54.75 | 65:30 | -72.4 | 59.8244 | 14.9561 |  | 163.6197 | 65:30 | 0 | 65:30 | 0 | 0 | 0 |  | 0 | 65:30 | 37.48 | 65:30 | -57.72 | 32.6499 | 8.1625 |  | 89.2974 | 65:30 | 32.58 | 65:30 | 32.58 | 16.0198 | 4.005 |  | 43.8142 | 65:30 | 0 | 65:30 | 0 | 0 | 0 |  | 0 | 65:30 | 101.54 | 65:30 | -29.16 | 44.6869 | 11.1717 |  | 122.2187 | 65:30 | 101.56 | 65:30 | -29.15 | 44.6804 | 11.1701 |  | 122.2009 | 65:30 | 101.54 | 65:30 | -29.16 | 44.6869 | 11.1717 |  | 122.2187
10.94 | 2.735 | 65:45 | 39.31 | 65:45 | -54.24 | 32.1794 | 8.0449 |  | 88.0107 | 65:45 | 0 | 65:45 | 0 | 0 | 0 |  | 0 | 65:45 | 0 | 65:45 | -93.38 | 0 | 0 |  | 0 | 65:45 | 54.77 | 65:45 | -72.37 | 59.8215 | 14.9554 |  | 163.6117 | 65:45 | 0 | 65:45 | 0 | 0 | 0 |  | 0 | 65:45 | 37.49 | 65:45 | -57.7 | 32.6473 | 8.1618 |  | 89.2903 | 65:45 | 32.59 | 65:45 | 32.59 | 16.0297 | 4.0074 |  | 43.8411 | 65:45 | 0 | 65:45 | 0 | 0 | 0 |  | 0 | 65:45 | 101.52 | 65:45 | -29.18 | 44.7088 | 11.1772 |  | 122.2784 | 65:45 | 101.54 | 65:45 | -29.16 | 44.6869 | 11.1717 |  | 122.2187 | 65:45 | 101.52 | 65:45 | -29.18 | 44.7088 | 11.1772 |  | 122.2784
10.94 | 2.735 | 66:00 | 39.25 | 66:00 | -54.36 | 32.2014 | 8.0504 | 32.3388 | 88.0708 | 66:00 | 0 | 66:00 | 0 | 0 | 0 | 0 | 0 | 66:00 | 0 | 66:00 | -92.96 | 0 | 0 | 49.4066 | 0 | 66:00 | 54.91 | 66:00 | -72.05 | 59.7092 | 14.9273 | 61.7145 | 163.3046 | 66:00 | 0 | 66:00 | 0 | 0 | 0 | 0 | 0 | 66:00 | 37.22 | 66:00 | -58.2 | 32.693 | 8.1733 | 32.6963 | 89.4154 | 66:00 | 32.63 | 66:00 | 32.63 | 16.069 | 4.0173 | 16.074 | 43.9488 | 66:00 | 0 | 66:00 | 0 | 0 | 0 | 0 | 0 | 66:00 | 101.22 | 66:00 | -29.34 | 44.8211 | 11.2053 | 44.7541 | 122.5856 | 66:00 | 101.24 | 66:00 | -29.32 | 44.7994 | 11.1998 | 44.7438 | 122.5262 | 66:00 | 101.22 | 66:00 | -29.34 | 44.8211 | 11.2053 | 44.7541 | 122.5856
10.94 | 2.735 | 66:15 | 38.65 | 66:15 | -55.5 | 32.3741 | 8.0935 |  | 88.5433 | 66:15 | 0 | 66:15 | 0 | 0 | 0 |  | 0 | 66:15 | 46.98 | 66:15 | -93.04 | 65.9688 | 16.4922 |  | 180.4246 | 66:15 | 46.95 | 66:15 | -88.05 | 62.3908 | 15.5977 |  | 170.6389 | 66:15 | 0 | 66:15 | 0 | 0 | 0 |  | 0 | 66:15 | 37.19 | 66:15 | -58.25 | 32.6947 | 8.1737 |  | 89.4201 | 66:15 | 32.62 | 66:15 | 32.62 | 16.0592 | 4.0148 |  | 43.9219 | 66:15 | 0 | 66:15 | 0 | 0 | 0 |  | 0 | 66:15 | 101.44 | 66:15 | -29.22 | 44.7348 | 11.1837 |  | 122.3496 | 66:15 | 101.46 | 66:15 | -29.21 | 44.7283 | 11.1821 |  | 122.3318 | 66:15 | 101.44 | 66:15 | -29.22 | 44.7348 | 11.1837 |  | 122.3496
10.94 | 2.735 | 66:30 | 38.63 | 66:30 | -55.55 | 32.3865 | 8.0966 |  | 88.5772 | 66:30 | 0 | 66:30 | 0 | 0 | 0 |  | 0 | 66:30 | 46.87 | 66:30 | -93.12 | 65.8709 | 16.4677 |  | 180.1569 | 66:30 | 46.85 | 66:30 | -88.23 | 62.3852 | 15.5963 |  | 170.6235 | 66:30 | 0 | 66:30 | 0 | 0 | 0 |  | 0 | 66:30 | 37.19 | 66:30 | -58.26 | 32.7003 | 8.1751 |  | 89.4354 | 66:30 | 32.64 | 66:30 | 32.64 | 16.0789 | 4.0197 |  | 43.9758 | 66:30 | 0 | 66:30 | 0 | 0 | 0 |  | 0 | 66:30 | 101.43 | 66:30 | -29.22 | 44.7303 | 11.1826 |  | 122.3375 | 66:30 | 101.45 | 66:30 | -29.21 | 44.7239 | 11.181 |  | 122.3198 | 66:30 | 101.43 | 66:30 | -29.22 | 44.7303 | 11.1826 |  | 122.3375
10.94 | 2.735 | 66:45 | 38.61 | 66:45 | -55.59 | 32.3931 | 8.0983 |  | 88.595 | 66:45 | 0 | 66:45 | 0 | 0 | 0 |  | 0 | 66:45 | 46.77 | 66:45 | -93.2 | 65.7868 | 16.4467 |  | 179.927 | 66:45 | 46.74 | 66:45 | -88.42 | 62.3727 | 15.5932 |  | 170.5895 | 66:45 | 0 | 66:45 | 0 | 0 | 0 |  | 0 | 66:45 | 37.18 | 66:45 | -58.27 | 32.6972 | 8.1743 |  | 89.4267 | 66:45 | 32.65 | 66:45 | 32.65 | 16.0887 | 4.0222 |  | 44.0027 | 66:45 | 0 | 66:45 | 0 | 0 | 0 |  | 0 | 66:45 | 101.43 | 66:45 | -29.22 | 44.7303 | 11.1826 |  | 122.3375 | 66:45 | 101.45 | 66:45 | -29.21 | 44.7239 | 11.181 |  | 122.3198 | 66:45 | 101.43 | 66:45 | -29.22 | 44.7303 | 11.1826 |  | 122.3375
10.94 | 2.735 | 67:00 | 38.8 | 67:00 | -55.22 | 32.3358 | 8.084 | 32.3423 | 88.4384 | 67:00 | 0 | 67:00 | 0 | 0 | 0 | 0 | 0 | 67:00 | 47.37 | 67:00 | -92.5 | 66.1303 | 16.5326 | 16.5326 | 180.8665 | 67:00 | 47.35 | 67:00 | -87.35 | 62.4221 | 15.6055 | 62.4119 | 170.7245 | 67:00 | 0 | 67:00 | 0 | 0 | 0 | 0 | 0 | 67:00 | 37.53 | 67:00 | -57.62 | 32.6368 | 8.1592 | 32.6358 | 89.2616 | 67:00 | 32.89 | 67:00 | 32.89 | 16.3261 | 4.0815 | 16.3634 | 44.652 | 67:00 | 0 | 67:00 | 0 | 0 | 0 | 0 | 0 | 67:00 | 102.3 | 67:00 | -28.75 | 44.3884 | 11.0971 | 44.3811 | 121.4022 | 67:00 | 102.32 | 67:00 | -28.74 | 44.3816 | 11.0954 | 44.3705 | 121.3837 | 67:00 | 102.3 | 67:00 | -28.75 | 44.3884 | 11.0971 | 44.3811 | 121.4022
10.94 | 2.735 | 67:15 | 38.79 | 67:15 | -55.24 | 32.3392 | 8.0848 |  | 88.4477 | 67:15 | 0 | 67:15 | 0 | 0 | 0 |  | 0 | 67:15 | 47.3 | 67:15 | 0 | 0 | 0 |  | 0 | 67:15 | 47.28 | 67:15 | -87.47 | 62.4155 | 15.6039 |  | 170.7063 | 67:15 | 0 | 67:15 | 0 | 0 | 0 |  | 0 | 67:15 | 37.54 | 67:15 | -57.6 | 32.6342 | 8.1585 |  | 89.2544 | 67:15 | 32.92 | 67:15 | 32.92 | 16.3559 | 4.089 |  | 44.7335 | 67:15 | 0 | 67:15 | 0 | 0 | 0 |  | 0 | 67:15 | 102.31 | 67:15 | -28.74 | 44.3773 | 11.0943 |  | 121.3718 | 67:15 | 102.33 | 67:15 | -28.73 | 44.3705 | 11.0926 |  | 121.3533 | 67:15 | 102.31 | 67:15 | -28.74 | 44.3773 | 11.0943 |  | 121.3718
10.94 | 2.735 | 67:30 | 38.78 | 67:30 | -55.26 | 32.3426 | 8.0856 |  | 88.4569 | 67:30 | 0 | 67:30 | 0 | 0 | 0 |  | 0 | 67:30 | 47.24 | 67:30 | 0 | 0 | 0 |  | 0 | 67:30 | 47.21 | 67:30 | -87.59 | 62.4086 | 15.6021 |  | 170.6874 | 67:30 | 0 | 67:30 | 0 | 0 | 0 |  | 0 | 67:30 | 37.56 | 67:30 | -57.58 | 32.6402 | 8.1601 |  | 89.271 | 67:30 | 32.94 | 67:30 | 32.94 | 16.3758 | 4.094 |  | 44.7878 | 67:30 | 0 | 67:30 | 0 | 0 | 0 |  | 0 | 67:30 | 102.31 | 67:30 | -28.74 | 44.3773 | 11.0943 |  | 121.3718 | 67:30 | 102.33 | 67:30 | -28.73 | 44.3705 | 11.0926 |  | 121.3533 | 67:30 | 102.31 | 67:30 | -28.74 | 44.3773 | 11.0943 |  | 121.3718
10.94 | 2.735 | 67:45 | 38.77 | 67:45 | -55.29 | 32.3518 | 8.0879 |  | 88.4821 | 67:45 | 0 | 67:45 | 0 | 0 | 0 |  | 0 | 67:45 | 47.17 | 67:45 | 0 | 0 | 0 |  | 0 | 67:45 | 47.14 | 67:45 | -87.71 | 62.4014 | 15.6004 |  | 170.6678 | 67:45 | 0 | 67:45 | 0 | 0 | 0 |  | 0 | 67:45 | 37.57 | 67:45 | -57.55 | 32.6319 | 8.158 |  | 89.2482 | 67:45 | 32.96 | 67:45 | 32.96 | 16.3957 | 4.0989 |  | 44.8422 | 67:45 | 0 | 67:45 | 0 | 0 | 0 |  | 0 | 67:45 | 102.32 | 67:45 | -28.74 | 44.3816 | 11.0954 |  | 121.3837 | 67:45 | 102.34 | 67:45 | -28.72 | 44.3594 | 11.0898 |  | 121.3229 | 67:45 | 102.32 | 67:45 | -28.74 | 44.3816 | 11.0954 |  | 121.3837
10.94 | 2.735 | 68:00 | 38.59 | 68:00 | -55.62 | 32.3938 | 8.0984 | 32.3626 | 88.5969 | 68:00 | 0 | 68:00 | 0 | 0 | 0 | 0 | 0 | 68:00 | 46.7 | 68:00 | 0 | 0 | 0 | 0 | 0 | 68:00 | 46.68 | 68:00 | -88.53 | 62.3702 | 15.5925 | 61.8432 | 170.5824 | 68:00 | 0 | 68:00 | 0 | 0 | 0 | 0 | 0 | 68:00 | 36 | 68:00 | -60.39 | 32.8113 | 8.2028 | 32.8146 | 89.7389 | 68:00 | 28.87 | 68:00 | 28.87 | 12.5791 | 3.1448 | 12.5682 | 34.4038 | 68:00 | 29.03 | 68:00 | -53.68 | 23.5188 | 5.8797 | 23.398 | 64.3239 | 68:00 | 102.32 | 68:00 | -28.73 | 44.3662 | 11.0915 | 44.3766 | 121.3414 | 68:00 | 102.34 | 68:00 | -28.72 | 44.3594 | 11.0898 | 44.3621 | 121.3229 | 68:00 | 102.32 | 68:00 | -28.73 | 44.3662 | 11.0915 | 44.3766 | 121.3414
10.94 | 2.735 | 68:15 | 38.57 | 68:15 | -55.66 | 32.4003 | 8.1001 |  | 88.6147 | 68:15 | 0 | 68:15 | 0 | 0 | 0 |  | 0 | 68:15 | 46.61 | 68:15 | 0 | 0 | 0 |  | 0 | 68:15 | 46.59 | 68:15 | -88.69 | 62.3624 | 15.5906 |  | 170.5612 | 68:15 | 0 | 68:15 | 0 | 0 | 0 |  | 0 | 68:15 | 36.03 | 68:15 | -60.35 | 32.8169 | 8.2042 |  | 89.7541 | 68:15 | 28.87 | 68:15 | 28.87 | 12.5791 | 3.1448 |  | 34.4038 | 68:15 | 28.83 | 68:15 | -53.67 | 23.3524 | 5.8381 |  | 63.8689 | 68:15 | 102.35 | 68:15 | -28.72 | 44.3637 | 11.0909 |  | 121.3348 | 68:15 | 102.37 | 68:15 | -28.71 | 44.3569 | 11.0892 |  | 121.3162 | 68:15 | 102.35 | 68:15 | -28.72 | 44.3637 | 11.0909 |  | 121.3348
10.94 | 2.735 | 68:30 | 38.56 | 68:30 | -55.69 | 32.4093 | 8.1023 |  | 88.6395 | 68:30 | 0 | 68:30 | 0 | 0 | 0 |  | 0 | 68:30 | 46.53 | 68:30 | 0 | 0 | 0 |  | 0 | 68:30 | 46.5 | 68:30 | -88.84 | 62.3472 | 15.5868 |  | 170.5197 | 68:30 | 0 | 68:30 | 0 | 0 | 0 |  | 0 | 68:30 | 36.04 | 68:30 | -60.33 | 32.8151 | 8.2038 |  | 89.7493 | 68:30 | 28.85 | 68:30 | 28.85 | 12.5617 | 3.1404 |  | 34.3562 | 68:30 | 28.81 | 68:30 | -53.72 | 23.358 | 5.8395 |  | 63.884 | 68:30 | 102.37 | 68:30 | -28.71 | 44.3569 | 11.0892 |  | 121.3162 | 68:30 | 102.39 | 68:30 | -28.69 | 44.3347 | 11.0837 |  | 121.2554 | 68:30 | 102.37 | 68:30 | -28.71 | 44.3569 | 11.0892 |  | 121.3162
10.94 | 2.735 | 68:45 | 39.09 | 68:45 | -54.66 | 32.2471 | 8.0618 |  | 88.1959 | 68:45 | 0 | 68:45 | 0 | 0 | 0 |  | 0 | 68:45 | 0 | 68:45 | -91.96 | 0 | 0 |  | 0 | 68:45 | 54.11 | 68:45 | -73.83 | 60.2929 | 15.0732 |  | 164.901 | 68:45 | 0 | 68:45 | 0 | 0 | 0 |  | 0 | 68:45 | 36.07 | 68:45 | -60.28 | 32.8152 | 8.2038 |  | 89.7496 | 68:45 | 28.84 | 68:45 | 28.84 | 12.553 | 3.1382 |  | 34.3323 | 68:45 | 28.8 | 68:45 | -53.75 | 23.3629 | 5.8407 |  | 63.8975 | 68:45 | 102.23 | 68:45 | -28.79 | 44.4197 | 11.1049 |  | 121.4879 | 68:45 | 102.25 | 68:45 | -28.77 | 44.3975 | 11.0994 |  | 121.4273 | 68:45 | 102.23 | 68:45 | -28.79 | 44.4197 | 11.1049 |  | 121.4879
6.72 | 1.68 | 69:00 | 39.34 | 69:00 | -54.17 | 32.1624 | 8.0406 | 32.1528 | 54.0329 | 69:00 | 0 | 69:00 | 0 | 0 | 0 | 0 | 0 | 69:00 | 0 | 69:00 | -91.9 | 0 | 0 | 0 | 0 | 69:00 | 54.3 | 69:00 | -73.42 | 60.1686 | 15.0421 | 60.0857 | 101.0832 | 69:00 | 0 | 69:00 | 0 | 0 | 0 | 0 | 0 | 69:00 | 35.98 | 69:00 | -60.43 | 32.8148 | 8.2037 | 32.8163 | 55.1288 | 69:00 | 29.23 | 69:00 | 29.23 | 12.8948 | 3.2237 | 12.8815 | 21.6632 | 69:00 | 29.18 | 69:00 | -52.57 | 23.1515 | 5.7879 | 23.1623 | 38.8945 | 69:00 | 102.46 | 69:00 | -28.66 | 44.3186 | 11.0797 | 44.3135 | 74.4553 | 69:00 | 102.48 | 69:00 | -28.65 | 44.3118 | 11.078 | 44.3028 | 74.4438 | 69:00 | 102.46 | 69:00 | -28.66 | 44.3186 | 11.0797 | 44.3135 | 74.4553
6.72 | 1.68 | 69:15 | 39.36 | 69:15 | -54.13 | 32.155 | 8.0388 |  | 54.0204 | 69:15 | 0 | 69:15 | 0 | 0 | 0 |  | 0 | 69:15 | 0 | 69:15 | -91.95 | 0 | 0 |  | 0 | 69:15 | 54.38 | 69:15 | -73.25 | 60.1177 | 15.0294 |  | 100.9978 | 69:15 | 0 | 69:15 | 0 | 0 | 0 |  | 0 | 69:15 | 36 | 69:15 | -60.41 | 32.8221 | 8.2055 |  | 55.1412 | 69:15 | 29.22 | 69:15 | 29.22 | 12.8859 | 3.2215 |  | 21.6484 | 69:15 | 29.17 | 69:15 | -52.6 | 23.1568 | 5.7892 |  | 38.9034 | 69:15 | 102.47 | 69:15 | -28.66 | 44.3229 | 11.0807 |  | 74.4625 | 69:15 | 102.49 | 69:15 | -28.64 | 44.3007 | 11.0752 |  | 74.4251 | 69:15 | 102.47 | 69:15 | -28.66 | 44.3229 | 11.0807 |  | 74.4625
6.72 | 1.68 | 69:30 | 39.38 | 69:30 | -54.09 | 32.1476 | 8.0369 |  | 54.0079 | 69:30 | 0 | 69:30 | 0 | 0 | 0 |  | 0 | 69:30 | 0 | 69:30 | -91.99 | 0 | 0 |  | 0 | 69:30 | 54.45 | 69:30 | -73.08 | 60.0554 | 15.0139 |  | 100.8931 | 69:30 | 0 | 69:30 | 0 | 0 | 0 |  | 0 | 69:30 | 36.01 | 69:30 | -60.38 | 32.815 | 8.2037 |  | 55.1291 | 69:30 | 29.21 | 69:30 | 29.21 | 12.8771 | 3.2193 |  | 21.6336 | 69:30 | 29.17 | 69:30 | -52.63 | 23.17 | 5.7925 |  | 38.9255 | 69:30 | 102.48 | 69:30 | -28.65 | 44.3118 | 11.078 |  | 74.4438 | 69:30 | 102.5 | 69:30 | -28.64 | 44.305 | 11.0762 |  | 74.4324 | 69:30 | 102.48 | 69:30 | -28.65 | 44.3118 | 11.078 |  | 74.4438
6.72 | 1.68 | 69:45 | 39.4 | 69:45 | -54.06 | 32.1461 | 8.0365 |  | 54.0054 | 69:45 | 0 | 69:45 | 0 | 0 | 0 |  | 0 | 69:45 | 0 | 69:45 | -92.04 | 0 | 0 |  | 0 | 69:45 | 54.52 | 69:45 | -72.92 | 60.001 | 15.0002 |  | 100.8016 | 69:45 | 0 | 69:45 | 0 | 0 | 0 |  | 0 | 69:45 | 36.02 | 69:45 | -60.36 | 32.8132 | 8.2033 |  | 55.1262 | 69:45 | 29.2 | 69:45 | 29.2 | 12.8683 | 3.2171 |  | 21.6188 | 69:45 | 29.16 | 69:45 | -52.65 | 23.1708 | 5.7927 |  | 38.927 | 69:45 | 102.49 | 69:45 | -28.64 | 44.3007 | 11.0752 |  | 74.4251 | 69:45 | 102.51 | 69:45 | -28.63 | 44.2938 | 11.0735 |  | 74.4136 | 69:45 | 102.49 | 69:45 | -28.64 | 44.3007 | 11.0752 |  | 74.4251
6.72 | 1.68 | 70:00 | 39.32 | 70:00 | -54.21 | 32.1698 | 8.0425 | 32.2133 | 54.0453 | 70:00 | 0 | 70:00 | 0 | 0 | 0 | 0 | 0 | 70:00 | 0 | 70:00 | -91.73 | 0 | 0 | 16.4195 | 0 | 70:00 | 54.74 | 70:00 | -72.44 | 59.8465 | 14.9616 | 60.4364 | 100.5421 | 70:00 | 0 | 70:00 | 0 | 0 | 0 | 0 | 0 | 70:00 | 36.07 | 70:00 | -60.28 | 32.8152 | 8.2038 | 32.8116 | 55.1295 | 70:00 | 28.81 | 70:00 | 28.81 | 12.5269 | 3.1317 | 12.5008 | 21.0451 | 70:00 | 28.77 | 70:00 | -53.85 | 23.382 | 5.8455 | 23.3923 | 39.2817 | 70:00 | 102.59 | 70:00 | -28.59 | 44.2665 | 11.0666 | 44.2374 | 74.3677 | 70:00 | 102.61 | 70:00 | -28.58 | 44.2596 | 11.0649 | 44.2267 | 74.3561 | 70:00 | 102.59 | 70:00 | -28.59 | 44.2665 | 11.0666 | 44.2374 | 74.3677
6.72 | 1.68 | 70:15 | 39.33 | 70:15 | -54.19 | 32.1661 | 8.0415 |  | 54.0391 | 70:15 | 0 | 70:15 | 0 | 0 | 0 |  | 0 | 70:15 | 0 | 70:15 | -91.75 | 0 | 0 |  | 0 | 70:15 | 54.83 | 70:15 | -72.24 | 59.7794 | 14.9449 |  | 100.4294 | 70:15 | 0 | 70:15 | 0 | 0 | 0 |  | 0 | 70:15 | 36.08 | 70:15 | -60.26 | 32.8134 | 8.2034 |  | 55.1265 | 70:15 | 28.79 | 70:15 | 28.79 | 12.5095 | 3.1274 |  | 21.0159 | 70:15 | 28.75 | 70:15 | -53.9 | 23.3874 | 5.8469 |  | 39.2909 | 70:15 | 102.6 | 70:15 | -28.58 | 44.2553 | 11.0638 |  | 74.3489 | 70:15 | 102.62 | 70:15 | -28.57 | 44.2484 | 11.0621 |  | 74.3374 | 70:15 | 102.6 | 70:15 | -28.58 | 44.2553 | 11.0638 |  | 74.3489
6.72 | 1.68 | 70:30 | 39.35 | 70:30 | -54.16 | 32.1647 | 8.0412 |  | 54.0366 | 70:30 | 0 | 70:30 | 0 | 0 | 0 |  | 0 | 70:30 | 0 | 70:30 | -91.77 | 0 | 0 |  | 0 | 70:30 | 54.91 | 70:30 | -72.04 | 59.7009 | 14.9252 |  | 100.2975 | 70:30 | 0 | 70:30 | 0 | 0 | 0 |  | 0 | 70:30 | 36.09 | 70:30 | -60.23 | 32.8062 | 8.2015 |  | 55.1143 | 70:30 | 28.77 | 70:30 | 28.77 | 12.4921 | 3.123 |  | 20.9867 | 70:30 | 28.73 | 70:30 | -53.95 | 23.3928 | 5.8482 |  | 39.3 | 70:30 | 102.61 | 70:30 | -28.58 | 44.2596 | 11.0649 |  | 74.3561 | 70:30 | 102.63 | 70:30 | -28.57 | 44.2527 | 11.0632 |  | 74.3446 | 70:30 | 102.61 | 70:30 | -28.58 | 44.2596 | 11.0649 |  | 74.3561
6.72 | 1.68 | 70:45 | 38.75 | 70:45 | -55.32 | 32.3526 | 8.0882 |  | 54.3524 | 70:45 | 0 | 70:45 | 0 | 0 | 0 |  | 0 | 70:45 | 47.41 | 70:45 | -91.79 | 65.6782 | 16.4195 |  | 110.3393 | 70:45 | 47.38 | 70:45 | -87.29 | 62.4188 | 15.6047 |  | 104.8635 | 70:45 | 0 | 70:45 | 0 | 0 | 0 |  | 0 | 70:45 | 36.09 | 70:45 | -60.24 | 32.8116 | 8.2029 |  | 55.1235 | 70:45 | 28.75 | 70:45 | 28.75 | 12.4747 | 3.1187 |  | 20.9576 | 70:45 | 28.71 | 70:45 | -54.02 | 23.4069 | 5.8517 |  | 39.3235 | 70:45 | 102.83 | 70:45 | -28.46 | 44.1683 | 11.0421 |  | 74.2027 | 70:45 | 102.85 | 70:45 | -28.44 | 44.1458 | 11.0365 |  | 74.165 | 70:45 | 102.83 | 70:45 | -28.46 | 44.1683 | 11.0421 |  | 74.2027
6.72 | 1.68 | 71:00 | 38.52 | 71:00 | -55.76 | 32.4164 | 8.1041 | 32.426 | 54.4595 | 71:00 | 0 | 71:00 | 0 | 0 | 0 | 0 | 0 | 71:00 | 47.1 | 71:00 | -91.95 | 65.3624 | 16.3406 | 65.2451 | 109.8089 | 71:00 | 47.07 | 71:00 | -87.83 | 62.394 | 15.5985 | 62.3913 | 104.8219 | 71:00 | 0 | 71:00 | 0 | 0 | 0 | 0 | 0 | 71:00 | 35.7 | 71:00 | -60.93 | 32.8288 | 8.2072 | 32.794 | 55.1524 | 71:00 | 28.46 | 71:00 | 28.46 | 12.2243 | 3.0561 | 13.1211 | 20.5369 | 71:00 | 28.42 | 71:00 | -54.89 | 23.5436 | 5.8859 | 17.6646 | 39.5533 | 71:00 | 103.18 | 71:00 | -28.27 | 44.0227 | 11.0057 | 44.0223 | 73.9582 | 71:00 | 103.2 | 71:00 | -28.25 | 44.0001 | 11 | 44.0036 | 73.9202 | 71:00 | 103.18 | 71:00 | -28.27 | 44.0227 | 11.0057 | 44.0223 | 73.9582
6.72 | 1.68 | 71:15 | 38.5 | 71:15 | -55.81 | 32.4286 | 8.1072 |  | 54.4801 | 71:15 | 0 | 71:15 | 0 | 0 | 0 |  | 0 | 71:15 | 47.03 | 71:15 | -91.98 | 65.2866 | 16.3216 |  | 109.6815 | 71:15 | 47 | 71:15 | -87.97 | 62.4005 | 15.6001 |  | 104.8328 | 71:15 | 0 | 71:15 | 0 | 0 | 0 |  | 0 | 71:15 | 35.69 | 71:15 | -60.94 | 32.825 | 8.2062 |  | 55.146 | 71:15 | 28.44 | 71:15 | 28.44 | 12.2072 | 3.0518 |  | 20.508 | 71:15 | 28.4 | 71:15 | -54.95 | 23.5528 | 5.8882 |  | 39.5686 | 71:15 | 103.21 | 71:15 | -28.25 | 44.0044 | 11.0011 |  | 73.9274 | 71:15 | 103.23 | 71:15 | -28.23 | 43.9817 | 10.9954 |  | 73.8893 | 71:15 | 103.21 | 71:15 | -28.25 | 44.0044 | 11.0011 |  | 73.9274
6.72 | 1.68 | 71:30 | 38.47 | 71:30 | -55.85 | 32.4266 | 8.1066 |  | 54.4766 | 71:30 | 0 | 71:30 | 0 | 0 | 0 |  | 0 | 71:30 | 46.95 | 71:30 | -92.01 | 65.1968 | 16.2992 |  | 109.5306 | 71:30 | 46.92 | 71:30 | -88.1 | 62.3863 | 15.5966 |  | 104.8091 | 71:30 | 0 | 71:30 | 0 | 0 | 0 |  | 0 | 71:30 | 35.68 | 71:30 | -60.96 | 32.8266 | 8.2066 |  | 55.1486 | 71:30 | 28.42 | 71:30 | 28.42 | 12.19 | 3.0475 |  | 20.4792 | 71:30 | 28.38 | 71:30 | -55.01 | 23.5619 | 5.8905 |  | 39.5839 | 71:30 | 103.25 | 71:30 | -28.23 | 43.9903 | 10.9976 |  | 73.9036 | 71:30 | 103.27 | 71:30 | -28.21 | 43.9676 | 10.9919 |  | 73.8656 | 71:30 | 103.25 | 71:30 | -28.23 | 43.9903 | 10.9976 |  | 73.9036
6.72 | 1.68 | 71:45 | 38.47 | 71:45 | -55.86 | 32.4324 | 8.1081 |  | 54.4864 | 71:45 | 0 | 71:45 | 0 | 0 | 0 |  | 0 | 71:45 | 46.89 | 71:45 | -92.04 | 65.1347 | 16.2837 |  | 109.4263 | 71:45 | 46.86 | 71:45 | -88.21 | 62.3844 | 15.5961 |  | 104.8057 | 71:45 | 0 | 71:45 | 0 | 0 | 0 |  | 0 | 71:45 | 37.21 | 71:45 | -58.22 | 32.6955 | 8.1739 |  | 54.9284 | 71:45 | 32.42 | 71:45 | 32.42 | 15.8629 | 3.9657 |  | 26.6496 | 71:45 | 0 | 71:45 | 0 | 0 | 0 |  | 0 | 71:45 | 103.04 | 71:45 | -28.34 | 44.0719 | 11.018 |  | 74.0407 | 71:45 | 103.06 | 71:45 | -28.33 | 44.0649 | 11.0162 |  | 74.029 | 71:45 | 103.04 | 71:45 | -28.34 | 44.0719 | 11.018 |  | 74.0407
6.72 | 1.68 | 72:00 | 38.38 | 72:00 | -56.03 | 32.455 | 8.1137 | 32.4631 | 54.5244 | 72:00 | 0 | 72:00 | 0 | 0 | 0 | 0 | 0 | 72:00 | 46.11 | 72:00 | -93.13 | 64.8098 | 16.2024 | 64.6851 | 108.8804 | 72:00 | 46.08 | 72:00 | -89.56 | 62.2848 | 15.5712 | 62.2589 | 104.6385 | 72:00 | 0 | 72:00 | 0 | 0 | 0 | 0 | 0 | 72:00 | 37.42 | 72:00 | -57.83 | 32.6597 | 8.1649 | 32.6596 | 54.8684 | 72:00 | 32.59 | 72:00 | 32.59 | 16.0297 | 4.0074 | 16.0493 | 26.9298 | 72:00 | 0 | 72:00 | 0 | 0 | 0 | 0 | 0 | 72:00 | 101.15 | 72:00 | -29.37 | 44.8359 | 11.209 | 44.851 | 75.3242 | 72:00 | 101.18 | 72:00 | -29.36 | 44.8339 | 11.2085 | 44.8419 | 75.3209 | 72:00 | 101.15 | 72:00 | -29.37 | 44.8359 | 11.209 | 44.851 | 75.3242
6.72 | 1.68 | 72:15 | 38.35 | 72:15 | -56.08 | 32.4585 | 8.1146 |  | 54.5304 | 72:15 | 0 | 72:15 | 0 | 0 | 0 |  | 0 | 72:15 | 46 | 72:15 | -93.23 | 64.7246 | 16.1811 |  | 108.7373 | 72:15 | 45.97 | 72:15 | -89.75 | 62.268 | 15.567 |  | 104.6102 | 72:15 | 0 | 72:15 | 0 | 0 | 0 |  | 0 | 72:15 | 37.42 | 72:15 | -57.83 | 32.6597 | 8.1649 |  | 54.8684 | 72:15 | 32.6 | 72:15 | 32.6 | 16.0395 | 4.0099 |  | 26.9464 | 72:15 | 0 | 72:15 | 0 | 0 | 0 |  | 0 | 72:15 | 101.14 | 72:15 | -29.38 | 44.8467 | 11.2117 |  | 75.3424 | 72:15 | 101.16 | 72:15 | -29.37 | 44.8403 | 11.2101 |  | 75.3317 | 72:15 | 101.14 | 72:15 | -29.38 | 44.8467 | 11.2117 |  | 75.3424
6.72 | 1.68 | 72:30 | 38.33 | 72:30 | -56.13 | 32.4705 | 8.1176 |  | 54.5505 | 72:30 | 0 | 72:30 | 0 | 0 | 0 |  | 0 | 72:30 | 45.89 | 72:30 | -93.34 | 64.646 | 16.1615 |  | 108.6052 | 72:30 | 45.86 | 72:30 | -89.94 | 62.2505 | 15.5626 |  | 104.5808 | 72:30 | 0 | 72:30 | 0 | 0 | 0 |  | 0 | 72:30 | 37.41 | 72:30 | -57.84 | 32.6567 | 8.1642 |  | 54.8632 | 72:30 | 32.62 | 72:30 | 32.62 | 16.0592 | 4.0148 |  | 26.9794 | 72:30 | 0 | 72:30 | 0 | 0 | 0 |  | 0 | 72:30 | 101.13 | 72:30 | -29.39 | 44.8575 | 11.2144 |  | 75.3606 | 72:30 | 101.15 | 72:30 | -29.38 | 44.8511 | 11.2128 |  | 75.3499 | 72:30 | 101.13 | 72:30 | -29.39 | 44.8575 | 11.2144 |  | 75.3606
6.72 | 1.68 | 72:45 | 38.3 | 72:45 | -56.17 | 32.4682 | 8.1171 |  | 54.5467 | 72:45 | 0 | 72:45 | 0 | 0 | 0 |  | 0 | 72:45 | 45.78 | 72:45 | -93.44 | 64.5601 | 16.14 |  | 108.461 | 72:45 | 45.75 | 72:45 | -90.13 | 62.2323 | 15.5581 |  | 104.5503 | 72:45 | 0 | 72:45 | 0 | 0 | 0 |  | 0 | 72:45 | 37.41 | 72:45 | -57.85 | 32.6623 | 8.1656 |  | 54.8727 | 72:45 | 32.63 | 72:45 | 32.63 | 16.069 | 4.0173 |  | 26.996 | 72:45 | 0 | 72:45 | 0 | 0 | 0 |  | 0 | 72:45 | 101.11 | 72:45 | -29.4 | 44.8639 | 11.216 |  | 75.3714 | 72:45 | 101.13 | 72:45 | -29.38 | 44.8423 | 11.2106 |  | 75.335 | 72:45 | 101.11 | 72:45 | -29.4 | 44.8639 | 11.216 |  | 75.3714
6.72 | 1.68 | 73:00 | 38.44 | 73:00 | -55.92 | 32.4419 | 8.1105 | 32.4422 | 54.5024 | 73:00 | 0 | 73:00 | 0 | 0 | 0 | 0 | 0 | 73:00 | 0 | 73:00 | -94.86 | 0 | 0 | 0 | 0 | 73:00 | 53.3 | 73:00 | -75.62 | 60.8302 | 15.2076 | 60.8309 | 102.1948 | 73:00 | 0 | 73:00 | 0 | 0 | 0 | 0 | 0 | 73:00 | 36.92 | 73:00 | -58.75 | 32.736 | 8.184 | 32.7372 | 54.9964 | 73:00 | 32.63 | 73:00 | 32.63 | 16.069 | 4.0173 | 16.0838 | 26.996 | 73:00 | 0 | 73:00 | 0 | 0 | 0 | 0 | 0 | 73:00 | 99.47 | 73:00 | -30.29 | 45.4723 | 11.3681 | 45.4998 | 76.3935 | 73:00 | 99.49 | 73:00 | -30.28 | 45.4664 | 11.3666 | 45.4939 | 76.3836 | 73:00 | 99.47 | 73:00 | -30.29 | 45.4723 | 11.3681 | 45.4998 | 76.3935
6.72 | 1.68 | 73:15 | 38.43 | 73:15 | -55.93 | 32.4393 | 8.1098 |  | 54.4979 | 73:15 | 0 | 73:15 | 0 | 0 | 0 |  | 0 | 73:15 | 0 | 73:15 | 0 | 0 | 0 |  | 0 | 73:15 | 53.29 | 73:15 | -75.63 | 60.8269 | 15.2067 |  | 102.1891 | 73:15 | 0 | 73:15 | 0 | 0 | 0 |  | 0 | 73:15 | 36.9 | 73:15 | -58.78 | 32.7349 | 8.1837 |  | 54.9947 | 73:15 | 32.64 | 73:15 | 32.64 | 16.0789 | 4.0197 |  | 27.0125 | 73:15 | 0 | 73:15 | 0 | 0 | 0 |  | 0 | 73:15 | 99.41 | 73:15 | -30.32 | 45.4899 | 11.3725 |  | 76.423 | 73:15 | 99.43 | 73:15 | -30.31 | 45.484 | 11.371 |  | 76.4132 | 73:15 | 99.41 | 73:15 | -30.32 | 45.4899 | 11.3725 |  | 76.423
6.72 | 1.68 | 73:30 | 38.43 | 73:30 | -55.94 | 32.4451 | 8.1113 |  | 54.5077 | 73:30 | 0 | 73:30 | 0 | 0 | 0 |  | 0 | 73:30 | 0 | 73:30 | 0 | 0 | 0 |  | 0 | 73:30 | 53.29 | 73:30 | -75.64 | 60.8349 | 15.2087 |  | 102.2027 | 73:30 | 0 | 73:30 | 0 | 0 | 0 |  | 0 | 73:30 | 36.88 | 73:30 | -58.82 | 32.7395 | 8.1849 |  | 55.0023 | 73:30 | 32.65 | 73:30 | 32.65 | 16.0887 | 4.0222 |  | 27.0291 | 73:30 | 0 | 73:30 | 0 | 0 | 0 |  | 0 | 73:30 | 99.35 | 73:30 | -30.35 | 45.5074 | 11.3769 |  | 76.4525 | 73:30 | 99.37 | 73:30 | -30.34 | 45.5016 | 11.3754 |  | 76.4427 | 73:30 | 99.35 | 73:30 | -30.35 | 45.5074 | 11.3769 |  | 76.4525
6.72 | 1.68 | 73:45 | 38.42 | 73:45 | -55.95 | 32.4424 | 8.1106 |  | 54.5032 | 73:45 | 0 | 73:45 | 0 | 0 | 0 |  | 0 | 73:45 | 0 | 73:45 | 0 | 0 | 0 |  | 0 | 73:45 | 53.28 | 73:45 | -75.65 | 60.8315 | 15.2079 |  | 102.197 | 73:45 | 0 | 73:45 | 0 | 0 | 0 |  | 0 | 73:45 | 36.86 | 73:45 | -58.85 | 32.7384 | 8.1846 |  | 55.0005 | 73:45 | 32.66 | 73:45 | 32.66 | 16.0986 | 4.0246 |  | 27.0456 | 73:45 | 0 | 73:45 | 0 | 0 | 0 |  | 0 | 73:45 | 99.3 | 73:45 | -30.38 | 45.5295 | 11.3824 |  | 76.4895 | 73:45 | 99.32 | 73:45 | -30.37 | 45.5237 | 11.3809 |  | 76.4797 | 73:45 | 99.3 | 73:45 | -30.38 | 45.5295 | 11.3824 |  | 76.4895
6.72 | 1.68 | 74:00 | 38.29 | 74:00 | -56.2 | 32.4771 | 8.1193 | 32.4817 | 54.5615 | 74:00 | 0 | 74:00 | 0 | 0 | 0 | 0 | 0 | 74:00 | 0 | 74:00 | 0 | 0 | 0 | 0 | 0 | 74:00 | 53.23 | 74:00 | -75.75 | 60.8548 | 15.2137 | 60.8678 | 102.236 | 74:00 | 0 | 74:00 | 0 | 0 | 0 | 0 | 0 | 74:00 | 36.99 | 74:00 | -58.62 | 32.7255 | 8.1814 | 32.7301 | 54.9788 | 74:00 | 32.64 | 74:00 | 32.64 | 16.0789 | 4.0197 | 16.0937 | 27.0125 | 74:00 | 0 | 74:00 | 0 | 0 | 0 | 0 | 0 | 74:00 | 99.89 | 74:00 | -30.06 | 45.3176 | 11.3294 | 45.3449 | 76.1335 | 74:00 | 99.91 | 74:00 | -30.05 | 45.3116 | 11.3279 | 45.3389 | 76.1234 | 74:00 | 99.89 | 74:00 | -30.06 | 45.3176 | 11.3294 | 45.3449 | 76.1335
6.72 | 1.68 | 74:15 | 38.28 | 74:15 | -56.22 | 32.4802 | 8.12 |  | 54.5667 | 74:15 | 0 | 74:15 | 0 | 0 | 0 |  | 0 | 74:15 | 0 | 74:15 | 0 | 0 | 0 |  | 0 | 74:15 | 53.22 | 74:15 | -75.78 | 60.8675 | 15.2169 |  | 102.2573 | 74:15 | 0 | 74:15 | 0 | 0 | 0 |  | 0 | 74:15 | 36.98 | 74:15 | -58.65 | 32.7334 | 8.1833 |  | 54.992 | 74:15 | 32.65 | 74:15 | 32.65 | 16.0887 | 4.0222 |  | 27.0291 | 74:15 | 0 | 74:15 | 0 | 0 | 0 |  | 0 | 74:15 | 99.84 | 74:15 | -30.09 | 45.3401 | 11.335 |  | 76.1714 | 74:15 | 99.86 | 74:15 | -30.08 | 45.3341 | 11.3335 |  | 76.1613 | 74:15 | 99.84 | 74:15 | -30.09 | 45.3401 | 11.335 |  | 76.1714
6.72 | 1.68 | 74:30 | 38.27 | 74:30 | -56.24 | 32.4832 | 8.1208 |  | 54.5719 | 74:30 | 0 | 74:30 | 0 | 0 | 0 |  | 0 | 74:30 | 0 | 74:30 | 0 | 0 | 0 |  | 0 | 74:30 | 53.21 | 74:30 | -75.8 | 60.8721 | 15.218 |  | 102.2651 | 74:30 | 0 | 74:30 | 0 | 0 | 0 |  | 0 | 74:30 | 36.96 | 74:30 | -58.67 | 32.7268 | 8.1817 |  | 54.981 | 74:30 | 32.66 | 74:30 | 32.66 | 16.0986 | 4.0246 |  | 27.0456 | 74:30 | 0 | 74:30 | 0 | 0 | 0 |  | 0 | 74:30 | 99.79 | 74:30 | -30.11 | 45.3475 | 11.3369 |  | 76.1838 | 74:30 | 99.81 | 74:30 | -30.1 | 45.3415 | 11.3354 |  | 76.1738 | 74:30 | 99.79 | 74:30 | -30.11 | 45.3475 | 11.3369 |  | 76.1838
6.72 | 1.68 | 74:45 | 38.26 | 74:45 | -56.26 | 32.4863 | 8.1216 |  | 54.577 | 74:45 | 0 | 74:45 | 0 | 0 | 0 |  | 0 | 74:45 | 0 | 74:45 | 0 | 0 | 0 |  | 0 | 74:45 | 53.2 | 74:45 | -75.82 | 60.8767 | 15.2192 |  | 102.2728 | 74:45 | 0 | 74:45 | 0 | 0 | 0 |  | 0 | 74:45 | 36.95 | 74:45 | -58.7 | 32.7347 | 8.1837 |  | 54.9943 | 74:45 | 32.67 | 74:45 | 32.67 | 16.1085 | 4.0271 |  | 27.0622 | 74:45 | 0 | 74:45 | 0 | 0 | 0 |  | 0 | 74:45 | 99.75 | 74:45 | -30.14 | 45.3745 | 11.3436 |  | 76.2292 | 74:45 | 99.77 | 74:45 | -30.13 | 45.3685 | 11.3421 |  | 76.2191 | 74:45 | 99.75 | 74:45 | -30.14 | 45.3745 | 11.3436 |  | 76.2292
6.72 | 1.68 | 75:00 | 38.06 | 75:00 | -56.64 | 32.5348 | 8.1337 | 32.5392 | 54.6584 | 75:00 | 0 | 75:00 | 0 | 0 | 0 | 0 | 0 | 75:00 | 0 | 75:00 | 0 | 0 | 0 | 0 | 0 | 75:00 | 53.06 | 75:00 | -76.14 | 60.9727 | 15.2432 | 60.991 | 102.4342 | 75:00 | 0 | 75:00 | 0 | 0 | 0 | 0 | 0 | 75:00 | 36.45 | 75:00 | -59.6 | 32.7868 | 8.1967 | 32.7875 | 55.0819 | 75:00 | 32.67 | 75:00 | 32.67 | 16.1085 | 4.0271 | 16.1183 | 27.0622 | 75:00 | 0 | 75:00 | 0 | 0 | 0 | 0 | 0 | 75:00 | 98.28 | 75:00 | -30.93 | 45.8776 | 11.4694 | 45.9124 | 77.0744 | 75:00 | 98.3 | 75:00 | -30.92 | 45.8721 | 11.468 | 45.9069 | 77.0651 | 75:00 | 98.28 | 75:00 | -30.93 | 45.8776 | 11.4694 | 45.9124 | 77.0744
6.72 | 1.68 | 75:15 | 38.04 | 75:15 | -56.67 | 32.5349 | 8.1337 |  | 54.6586 | 75:15 | 0 | 75:15 | 0 | 0 | 0 |  | 0 | 75:15 | 0 | 75:15 | 0 | 0 | 0 |  | 0 | 75:15 | 53.03 | 75:15 | -76.2 | 60.9863 | 15.2466 |  | 102.457 | 75:15 | 0 | 75:15 | 0 | 0 | 0 |  | 0 | 75:15 | 36.42 | 75:15 | -59.65 | 32.7873 | 8.1968 |  | 55.0827 | 75:15 | 32.68 | 75:15 | 32.68 | 16.1183 | 4.0296 |  | 27.0788 | 75:15 | 0 | 75:15 | 0 | 0 | 0 |  | 0 | 75:15 | 98.21 | 75:15 | -30.97 | 45.9042 | 11.4761 |  | 77.1191 | 75:15 | 98.23 | 75:15 | -30.96 | 45.8987 | 11.4747 |  | 77.1099 | 75:15 | 98.21 | 75:15 | -30.97 | 45.9042 | 11.4761 |  | 77.1191
6.72 | 1.68 | 75:30 | 38.03 | 75:30 | -56.7 | 32.5436 | 8.1359 |  | 54.6732 | 75:30 | 0 | 75:30 | 0 | 0 | 0 |  | 0 | 75:30 | 0 | 75:30 | 0 | 0 | 0 |  | 0 | 75:30 | 53 | 75:30 | -76.26 | 60.9998 | 15.2499 |  | 102.4796 | 75:30 | 0 | 75:30 | 0 | 0 | 0 |  | 0 | 75:30 | 36.39 | 75:30 | -59.7 | 32.7878 | 8.1969 |  | 55.0835 | 75:30 | 32.68 | 75:30 | 32.68 | 16.1183 | 4.0296 |  | 27.0788 | 75:30 | 0 | 75:30 | 0 | 0 | 0 |  | 0 | 75:30 | 98.15 | 75:30 | -31 | 45.9206 | 11.4802 |  | 77.1466 | 75:30 | 98.17 | 75:30 | -30.99 | 45.9152 | 11.4788 |  | 77.1375 | 75:30 | 98.15 | 75:30 | -31 | 45.9206 | 11.4802 |  | 77.1466
6.72 | 1.68 | 75:45 | 38.01 | 75:45 | -56.73 | 32.5437 | 8.1359 |  | 54.6733 | 75:45 | 0 | 75:45 | 0 | 0 | 0 |  | 0 | 75:45 | 0 | 75:45 | 0 | 0 | 0 |  | 0 | 75:45 | 52.97 | 75:45 | -76.31 | 61.0052 | 15.2513 |  | 102.4888 | 75:45 | 0 | 75:45 | 0 | 0 | 0 |  | 0 | 75:45 | 36.36 | 75:45 | -59.75 | 32.7882 | 8.197 |  | 55.0842 | 75:45 | 32.69 | 75:45 | 32.69 | 16.1282 | 4.032 |  | 27.0954 | 75:45 | 0 | 75:45 | 0 | 0 | 0 |  | 0 | 75:45 | 98.08 | 75:45 | -31.04 | 45.9471 | 11.4868 |  | 77.1911 | 75:45 | 98.1 | 75:45 | -31.03 | 45.9416 | 11.4854 |  | 77.1819 | 75:45 | 98.08 | 75:45 | -31.04 | 45.9471 | 11.4868 |  | 77.1911
6.72 | 1.68 | 76:00 | 37.91 | 76:00 | -56.92 | 32.5667 | 8.1417 | 32.3838 | 54.7121 | 76:00 | 0 | 76:00 | 0 | 0 | 0 | 0 | 0 | 76:00 | 0 | 76:00 | 0 | 0 | 0 | 0 | 0 | 76:00 | 52.8 | 76:00 | -76.67 | 61.0963 | 15.2741 | 30.5545 | 102.6418 | 76:00 | 0 | 76:00 | 0 | 0 | 0 | 0 | 0 | 76:00 | 36.37 | 76:00 | -59.75 | 32.7972 | 8.1993 | 16.3987 | 55.0993 | 76:00 | 32.57 | 76:00 | 32.57 | 16.01 | 4.0025 | 16.6925 | 26.8968 | 76:00 | 0 | 76:00 | 0 | 0 | 0 | 0 | 0 | 76:00 | 97.54 | 76:00 | -31.33 | 46.121 | 11.5303 | 46.4698 | 77.4833 | 76:00 | 97.56 | 76:00 | -31.32 | 46.1157 | 11.5289 | 46.4649 | 77.4744 | 76:00 | 97.55 | 76:00 | -31.33 | 46.1257 | 11.5314 | 46.471 | 77.4912
6.72 | 1.68 | 76:15 | 37.89 | 76:15 | -56.95 | 32.5667 | 8.1417 |  | 54.7121 | 76:15 | 0 | 76:15 | 0 | 0 | 0 |  | 0 | 76:15 | 0 | 76:15 | 0 | 0 | 0 |  | 0 | 76:15 | 52.76 | 76:15 | -76.76 | 61.1217 | 15.2804 |  | 102.6845 | 76:15 | 0 | 76:15 | 0 | 0 | 0 |  | 0 | 76:15 | 36.34 | 76:15 | -59.8 | 32.7976 | 8.1994 |  | 55.0999 | 76:15 | 32.57 | 76:15 | 32.57 | 16.01 | 4.0025 |  | 26.8968 | 76:15 | 0 | 76:15 | 0 | 0 | 0 |  | 0 | 76:15 | 97.47 | 76:15 | -31.36 | 46.132 | 11.533 |  | 77.5018 | 76:15 | 97.49 | 76:15 | -31.35 | 46.1268 | 11.5317 |  | 77.493 | 76:15 | 97.47 | 76:15 | -31.36 | 46.132 | 11.533 |  | 77.5018
6.72 | 1.68 | 76:30 | 39.23 | 76:30 | -54.4 | 32.2087 | 8.0522 |  | 54.1106 | 76:30 | 0 | 76:30 | 0 | 0 | 0 |  | 0 | 76:30 | 0 | 76:30 | 0 | 0 | 0 |  | 0 | 76:30 | 0 | 76:30 | 0 | 0 | 0 |  | 0 | 76:30 | 0 | 76:30 | 0 | 0 | 0 |  | 0 | 76:30 | 0 | 76:30 | 0 | 0 | 0 |  | 0 | 76:30 | 33.92 | 76:30 | 33.92 | 17.3647 | 4.3412 |  | 29.1727 | 76:30 | 0 | 76:30 | 0 | 0 | 0 |  | 0 | 76:30 | 95.29 | 76:30 | -32.54 | 46.7973 | 11.6993 |  | 78.6194 | 76:30 | 95.31 | 76:30 | -32.53 | 46.7927 | 11.6982 |  | 78.6118 | 76:30 | 95.29 | 76:30 | -32.54 | 46.7973 | 11.6993 |  | 78.6194
6.72 | 1.68 | 76:45 | 39.24 | 76:45 | -54.36 | 32.1932 | 8.0483 |  | 54.0846 | 76:45 | 0 | 76:45 | 0 | 0 | 0 |  | 0 | 76:45 | 0 | 76:45 | 0 | 0 | 0 |  | 0 | 76:45 | 0 | 76:45 | 0 | 0 | 0 |  | 0 | 76:45 | 0 | 76:45 | 0 | 0 | 0 |  | 0 | 76:45 | 0 | 76:45 | 0 | 0 | 0 |  | 0 | 76:45 | 33.94 | 76:45 | 33.94 | 17.3852 | 4.3463 |  | 29.2071 | 76:45 | 0 | 76:45 | 0 | 0 | 0 |  | 0 | 76:45 | 95.15 | 76:45 | -32.61 | 46.829 | 11.7073 |  | 78.6728 | 76:45 | 95.17 | 76:45 | -32.6 | 46.8245 | 11.7061 |  | 78.6652 | 76:45 | 95.15 | 76:45 | -32.61 | 46.829 | 11.7073 |  | 78.6728
6.72 | 1.68 | 77:00 | 39.3 | 77:00 | -54.24 | 32.1712 | 8.0428 | 32.1661 | 54.0477 | 77:00 | 0 | 77:00 | 0 | 0 | 0 | 0 | 0 | 77:00 | 0 | 77:00 | 0 | 0 | 0 | 0 | 0 | 77:00 | 0 | 77:00 | 0 | 0 | 0 | 0 | 0 | 77:00 | 0 | 77:00 | 0 | 0 | 0 | 0 | 0 | 77:00 | 0 | 77:00 | 0 | 0 | 0 | 0 | 0 | 77:00 | 33.99 | 77:00 | 33.99 | 17.4364 | 4.3591 | 17.4518 | 29.2932 | 77:00 | 0 | 77:00 | 0 | 0 | 0 | 0 | 0 | 77:00 | 96.66 | 77:00 | -31.8 | 46.3906 | 11.5976 | 46.4435 | 77.9361 | 77:00 | 96.68 | 77:00 | -31.79 | 46.3856 | 11.5964 | 46.4386 | 77.9277 | 77:00 | 96.66 | 77:00 | -31.8 | 46.3906 | 11.5976 | 46.4435 | 77.9361
6.72 | 1.68 | 77:15 | 39.32 | 77:15 | -54.21 | 32.1698 | 8.0425 |  | 54.0453 | 77:15 | 0 | 77:15 | 0 | 0 | 0 |  | 0 | 77:15 | 0 | 77:15 | 0 | 0 | 0 |  | 0 | 77:15 | 0 | 77:15 | 0 | 0 | 0 |  | 0 | 77:15 | 0 | 77:15 | 0 | 0 | 0 |  | 0 | 77:15 | 0 | 77:15 | 0 | 0 | 0 |  | 0 | 77:15 | 34 | 77:15 | 34 | 17.4467 | 4.3617 |  | 29.3105 | 77:15 | 0 | 77:15 | 0 | 0 | 0 |  | 0 | 77:15 | 96.55 | 77:15 | -31.86 | 46.4252 | 11.6063 |  | 77.9943 | 77:15 | 96.57 | 77:15 | -31.85 | 46.4202 | 11.6051 |  | 77.986 | 77:15 | 96.55 | 77:15 | -31.86 | 46.4252 | 11.6063 |  | 77.9943
6.72 | 1.68 | 77:30 | 39.34 | 77:30 | -54.17 | 32.1624 | 8.0406 |  | 54.0329 | 77:30 | 0 | 77:30 | 0 | 0 | 0 |  | 0 | 77:30 | 0 | 77:30 | 0 | 0 | 0 |  | 0 | 77:30 | 0 | 77:30 | 0 | 0 | 0 |  | 0 | 77:30 | 0 | 77:30 | 0 | 0 | 0 |  | 0 | 77:30 | 0 | 77:30 | 0 | 0 | 0 |  | 0 | 77:30 | 34.01 | 77:30 | 34.01 | 17.457 | 4.3642 |  | 29.3277 | 77:30 | 0 | 77:30 | 0 | 0 | 0 |  | 0 | 77:30 | 96.43 | 77:30 | -31.92 | 46.4548 | 11.6137 |  | 78.0441 | 77:30 | 96.45 | 77:30 | -31.91 | 46.4499 | 11.6125 |  | 78.0358 | 77:30 | 96.43 | 77:30 | -31.92 | 46.4548 | 11.6137 |  | 78.0441
6.72 | 1.68 | 77:45 | 39.36 | 77:45 | -54.14 | 32.161 | 8.0402 |  | 54.0304 | 77:45 | 0 | 77:45 | 0 | 0 | 0 |  | 0 | 77:45 | 0 | 77:45 | 0 | 0 | 0 |  | 0 | 77:45 | 0 | 77:45 | 0 | 0 | 0 |  | 0 | 77:45 | 0 | 77:45 | 0 | 0 | 0 |  | 0 | 77:45 | 0 | 77:45 | 0 | 0 | 0 |  | 0 | 77:45 | 34.02 | 77:45 | 34.02 | 17.4672 | 4.3668 |  | 29.345 | 77:45 | 0 | 77:45 | 0 | 0 | 0 |  | 0 | 77:45 | 96.32 | 77:45 | -31.99 | 46.5036 | 11.6259 |  | 78.126 | 77:45 | 96.34 | 77:45 | -31.98 | 46.4987 | 11.6247 |  | 78.1178 | 77:45 | 96.32 | 77:45 | -31.99 | 46.5036 | 11.6259 |  | 78.126
6.72 | 1.68 | 78:00 | 39.41 | 78:00 | -54.03 | 32.1364 | 8.0341 | 32.3118 | 53.9891 | 78:00 | 0 | 78:00 | 0 | 0 | 0 | 0 | 0 | 78:00 | 0 | 78:00 | 0 | 0 | 0 | 0 | 0 | 78:00 | 0 | 78:00 | 0 | 0 | 0 | 30.079 | 0 | 78:00 | 0 | 78:00 | 0 | 0 | 0 | 0 | 0 | 78:00 | 0 | 78:00 | 0 | 0 | 0 | 0 | 0 | 78:00 | 34.22 | 78:00 | 34.22 | 17.6732 | 4.4183 | 17.65 | 29.691 | 78:00 | 0 | 78:00 | 0 | 0 | 0 | 0 | 0 | 78:00 | 95.45 | 78:00 | -32.45 | 46.7462 | 11.6865 | 46.6669 | 78.5336 | 78:00 | 95.47 | 78:00 | -32.44 | 46.7416 | 11.6854 | 46.6622 | 78.5259 | 78:00 | 95.45 | 78:00 | -32.45 | 46.7462 | 11.6865 | 46.6669 | 78.5336
6.72 | 1.68 | 78:15 | 39.43 | 78:15 | -53.99 | 32.1289 | 8.0322 |  | 53.9765 | 78:15 | 0 | 78:15 | 0 | 0 | 0 |  | 0 | 78:15 | 0 | 78:15 | 0 | 0 | 0 |  | 0 | 78:15 | 0 | 78:15 | 0 | 0 | 0 |  | 0 | 78:15 | 0 | 78:15 | 0 | 0 | 0 |  | 0 | 78:15 | 0 | 78:15 | 0 | 0 | 0 |  | 0 | 78:15 | 34.24 | 78:15 | 34.24 | 17.6939 | 4.4235 |  | 29.7257 | 78:15 | 0 | 78:15 | 0 | 0 | 0 |  | 0 | 78:15 | 95.33 | 78:15 | -32.51 | 46.7738 | 11.6934 |  | 78.5799 | 78:15 | 95.35 | 78:15 | -32.5 | 46.7692 | 11.6923 |  | 78.5722 | 78:15 | 95.33 | 78:15 | -32.51 | 46.7738 | 11.6934 |  | 78.5799
6.72 | 1.68 | 78:30 | 38.24 | 78:30 | -56.29 | 32.4866 | 8.1217 |  | 54.5776 | 78:30 | 0 | 78:30 | 0 | 0 | 0 |  | 0 | 78:30 | 0 | 78:30 | 0 | 0 | 0 |  | 0 | 78:30 | 54.34 | 78:30 | -73.34 | 60.1473 | 15.0368 |  | 101.0475 | 78:30 | 0 | 78:30 | 0 | 0 | 0 |  | 0 | 78:30 | 0 | 78:30 | 0 | 0 | 0 |  | 0 | 78:30 | 34.16 | 78:30 | 34.16 | 17.6113 | 4.4028 |  | 29.587 | 78:30 | 0 | 78:30 | 0 | 0 | 0 |  | 0 | 78:30 | 96.09 | 78:30 | -32.11 | 46.5666 | 11.6416 |  | 78.2318 | 78:30 | 96.11 | 78:30 | -32.1 | 46.5617 | 11.6404 |  | 78.2237 | 78:30 | 96.09 | 78:30 | -32.11 | 46.5666 | 11.6416 |  | 78.2318
6.72 | 1.68 | 78:45 | 38.23 | 78:45 | -56.32 | 32.4955 | 8.1239 |  | 54.5924 | 78:45 | 0 | 78:45 | 0 | 0 | 0 |  | 0 | 78:45 | 0 | 78:45 | 0 | 0 | 0 |  | 0 | 78:45 | 54.3 | 78:45 | -73.42 | 60.1686 | 15.0421 |  | 101.0832 | 78:45 | 0 | 78:45 | 0 | 0 | 0 |  | 0 | 78:45 | 0 | 78:45 | 0 | 0 | 0 |  | 0 | 78:45 | 34.17 | 78:45 | 34.17 | 17.6216 | 4.4054 |  | 29.6043 | 78:45 | 0 | 78:45 | 0 | 0 | 0 |  | 0 | 78:45 | 96 | 78:45 | -32.15 | 46.5809 | 11.6452 |  | 78.2559 | 78:45 | 96.02 | 78:45 | -32.14 | 46.5761 | 11.644 |  | 78.2479 | 78:45 | 96 | 78:45 | -32.15 | 46.5809 | 11.6452 |  | 78.2559
10.94 | 2.735 | 79:00 | 38.85 | 79:00 | -55.12 | 32.3188 | 8.0797 | 32.3175 | 88.3921 | 79:00 | 0 | 79:00 | 0 | 0 | 0 | 0 | 0 | 79:00 | 0 | 79:00 | 0 | 0 | 0 | 0 | 0 | 79:00 | 54.72 | 79:00 | -72.49 | 59.8659 | 14.9665 | 59.8319 | 163.7334 | 79:00 | 37.89 | 79:00 | -57.01 | 32.601 | 8.1503 | 32.5845 | 89.1638 | 79:00 | 0 | 79:00 | 0 | 0 | 0 | 0 | 0 | 79:00 | 32.78 | 79:00 | 32.78 | 16.2171 | 4.0543 | 16.232 | 44.3538 | 79:00 | 0 | 79:00 | 0 | 0 | 0 | 0 | 0 | 79:00 | 99.25 | 79:00 | -30.41 | 45.5515 | 11.3879 | 45.5619 | 124.5833 | 79:00 | 99.27 | 79:00 | -30.4 | 45.5457 | 11.3864 | 45.5561 | 124.5675 | 79:00 | 99.25 | 79:00 | -30.41 | 45.5515 | 11.3879 | 45.5619 | 124.5833
10.94 | 2.735 | 79:15 | 38.86 | 79:15 | -55.11 | 32.3213 | 8.0803 |  | 88.3988 | 79:15 | 0 | 79:15 | 0 | 0 | 0 |  | 0 | 79:15 | 0 | 79:15 | 0 | 0 | 0 |  | 0 | 79:15 | 54.74 | 79:15 | -72.43 | 59.8383 | 14.9596 |  | 163.6576 | 79:15 | 37.85 | 79:15 | -57.03 | 32.578 | 8.1445 |  | 89.1009 | 79:15 | 0 | 79:15 | 0 | 0 | 0 |  | 0 | 79:15 | 32.79 | 79:15 | 32.79 | 16.227 | 4.0568 |  | 44.3809 | 79:15 | 0 | 79:15 | 0 | 0 | 0 |  | 0 | 79:15 | 99.22 | 79:15 | -30.42 | 45.5527 | 11.3882 |  | 124.5866 | 79:15 | 99.24 | 79:15 | -30.41 | 45.5469 | 11.3867 |  | 124.5708 | 79:15 | 99.22 | 79:15 | -30.42 | 45.5527 | 11.3882 |  | 124.5866
10.94 | 2.735 | 79:30 | 38.87 | 79:30 | -55.09 | 32.3179 | 8.0795 |  | 88.3894 | 79:30 | 0 | 79:30 | 0 | 0 | 0 |  | 0 | 79:30 | 0 | 79:30 | 0 | 0 | 0 |  | 0 | 79:30 | 54.77 | 79:30 | -72.37 | 59.8215 | 14.9554 |  | 163.6117 | 79:30 | 37.84 | 79:30 | -57.05 | 32.5809 | 8.1452 |  | 89.1086 | 79:30 | 0 | 79:30 | 0 | 0 | 0 |  | 0 | 79:30 | 32.8 | 79:30 | 32.8 | 16.2369 | 4.0592 |  | 44.4079 | 79:30 | 0 | 79:30 | 0 | 0 | 0 |  | 0 | 79:30 | 99.19 | 79:30 | -30.44 | 45.5689 | 11.3922 |  | 124.6308 | 79:30 | 99.21 | 79:30 | -30.43 | 45.5631 | 11.3908 |  | 124.615 | 79:30 | 99.19 | 79:30 | -30.44 | 45.5689 | 11.3922 |  | 124.6308
10.94 | 2.735 | 79:45 | 38.87 | 79:45 | -55.08 | 32.312 | 8.078 |  | 88.3734 | 79:45 | 0 | 79:45 | 0 | 0 | 0 |  | 0 | 79:45 | 0 | 79:45 | 0 | 0 | 0 |  | 0 | 79:45 | 54.79 | 79:45 | -72.32 | 59.802 | 14.9505 |  | 163.5583 | 79:45 | 37.83 | 79:45 | -57.06 | 32.578 | 8.1445 |  | 89.1007 | 79:45 | 0 | 79:45 | 0 | 0 | 0 |  | 0 | 79:45 | 32.81 | 79:45 | 32.81 | 16.2468 | 4.0617 |  | 44.435 | 79:45 | 0 | 79:45 | 0 | 0 | 0 |  | 0 | 79:45 | 99.17 | 79:45 | -30.45 | 45.5746 | 11.3937 |  | 124.6466 | 79:45 | 99.19 | 79:45 | -30.44 | 45.5689 | 11.3922 |  | 124.6308 | 79:45 | 99.17 | 79:45 | -30.45 | 45.5746 | 11.3937 |  | 124.6466
10.94 | 2.735 | 80:00 | 38.75 | 80:00 | -55.33 | 32.3585 | 8.0896 | 32.3566 | 88.5004 | 80:00 | 0 | 80:00 | 0 | 0 | 0 | 0 | 0 | 80:00 | 0 | 80:00 | 0 | 0 | 0 | 0 | 0 | 80:00 | 54.73 | 80:00 | -72.45 | 59.8438 | 14.961 | 59.8334 | 163.6729 | 80:00 | 37.93 | 80:00 | -56.89 | 32.5668 | 8.1417 | 32.5639 | 89.0701 | 80:00 | 0 | 80:00 | 0 | 0 | 0 | 0 | 0 | 80:00 | 32.89 | 80:00 | 32.89 | 16.3261 | 4.0815 | 16.3485 | 44.652 | 80:00 | 0 | 80:00 | 0 | 0 | 0 | 0 | 0 | 80:00 | 99.38 | 80:00 | -30.34 | 45.5062 | 11.3765 | 45.5138 | 124.4594 | 80:00 | 99.4 | 80:00 | -30.33 | 45.5003 | 11.3751 | 45.5079 | 124.4434 | 80:00 | 99.38 | 80:00 | -30.34 | 45.5062 | 11.3765 | 45.5138 | 124.4594
10.94 | 2.735 | 80:15 | 38.74 | 80:15 | -55.33 | 32.3501 | 8.0875 |  | 88.4776 | 80:15 | 0 | 80:15 | 0 | 0 | 0 |  | 0 | 80:15 | 0 | 80:15 | 0 | 0 | 0 |  | 0 | 80:15 | 54.74 | 80:15 | -72.43 | 59.8383 | 14.9596 |  | 163.6576 | 80:15 | 37.92 | 80:15 | -56.9 | 32.5639 | 8.141 |  | 89.0622 | 80:15 | 0 | 80:15 | 0 | 0 | 0 |  | 0 | 80:15 | 32.91 | 80:15 | 32.91 | 16.346 | 4.0865 |  | 44.7063 | 80:15 | 0 | 80:15 | 0 | 0 | 0 |  | 0 | 80:15 | 99.36 | 80:15 | -30.35 | 45.512 | 11.378 |  | 124.4753 | 80:15 | 99.38 | 80:15 | -30.34 | 45.5062 | 11.3765 |  | 124.4594 | 80:15 | 99.36 | 80:15 | -30.35 | 45.512 | 11.378 |  | 124.4753
10.94 | 2.735 | 80:30 | 38.74 | 80:30 | -55.34 | 32.356 | 8.089 |  | 88.4936 | 80:30 | 0 | 80:30 | 0 | 0 | 0 |  | 0 | 80:30 | 0 | 80:30 | 0 | 0 | 0 |  | 0 | 80:30 | 54.75 | 80:30 | -72.41 | 59.8327 | 14.9582 |  | 163.6423 | 80:30 | 37.92 | 80:30 | -56.9 | 32.5639 | 8.141 |  | 89.0622 | 80:30 | 0 | 80:30 | 0 | 0 | 0 |  | 0 | 80:30 | 32.92 | 80:30 | 32.92 | 16.3559 | 4.089 |  | 44.7335 | 80:30 | 0 | 80:30 | 0 | 0 | 0 |  | 0 | 80:30 | 99.34 | 80:30 | -30.36 | 45.5178 | 11.3795 |  | 124.4913 | 80:30 | 99.36 | 80:30 | -30.35 | 45.512 | 11.378 |  | 124.4753 | 80:30 | 99.34 | 80:30 | -30.36 | 45.5178 | 11.3795 |  | 124.4913
10.94 | 2.735 | 80:45 | 38.74 | 80:45 | -55.35 | 32.3618 | 8.0905 |  | 88.5096 | 80:45 | 0 | 80:45 | 0 | 0 | 0 |  | 0 | 80:45 | 0 | 80:45 | 0 | 0 | 0 |  | 0 | 80:45 | 54.76 | 80:45 | -72.38 | 59.8188 | 14.9547 |  | 163.6044 | 80:45 | 37.91 | 80:45 | -56.91 | 32.561 | 8.1403 |  | 89.0544 | 80:45 | 0 | 80:45 | 0 | 0 | 0 |  | 0 | 80:45 | 32.93 | 80:45 | 32.93 | 16.3659 | 4.0915 |  | 44.7607 | 80:45 | 0 | 80:45 | 0 | 0 | 0 |  | 0 | 80:45 | 99.31 | 80:45 | -30.37 | 45.5191 | 11.3798 |  | 124.4947 | 80:45 | 99.33 | 80:45 | -30.36 | 45.5133 | 11.3783 |  | 124.4787 | 80:45 | 99.31 | 80:45 | -30.37 | 45.5191 | 11.3798 |  | 124.4947
10.94 | 2.735 | 81:00 | 38.93 | 81:00 | -54.97 | 32.2973 | 8.0743 | 32.2912 | 88.333 | 81:00 | 0 | 81:00 | 0 | 0 | 0 | 0 | 0 | 81:00 | 0 | 81:00 | 0 | 0 | 0 | 0 | 0 | 81:00 | 55.15 | 81:00 | -71.51 | 59.5207 | 14.8802 | 59.3958 | 162.7891 | 81:00 | 38.16 | 81:00 | -56.45 | 32.5108 | 8.1277 | 32.5107 | 88.9171 | 81:00 | 0 | 81:00 | 0 | 0 | 0 | 0 | 0 | 81:00 | 33.03 | 81:00 | 33.03 | 16.4654 | 4.1164 | 16.4854 | 45.0329 | 81:00 | 0 | 81:00 | 0 | 0 | 0 | 0 | 0 | 81:00 | 99.28 | 81:00 | -30.39 | 45.5353 | 11.3838 | 45.544 | 124.539 | 81:00 | 99.3 | 81:00 | -30.38 | 45.5295 | 11.3824 | 45.5382 | 124.5231 | 81:00 | 99.28 | 81:00 | -30.39 | 45.5353 | 11.3838 | 45.544 | 124.539
10.94 | 2.735 | 81:15 | 38.94 | 81:15 | -54.95 | 32.2938 | 8.0735 |  | 88.3236 | 81:15 | 0 | 81:15 | 0 | 0 | 0 |  | 0 | 81:15 | 0 | 81:15 | -91.77 | 0 | 0 |  | 0 | 81:15 | 55.27 | 81:15 | -71.22 | 59.4083 | 14.8521 |  | 162.4817 | 81:15 | 38.17 | 81:15 | -56.44 | 32.5136 | 8.1284 |  | 88.9246 | 81:15 | 0 | 81:15 | 0 | 0 | 0 |  | 0 | 81:15 | 33.04 | 81:15 | 33.04 | 16.4754 | 4.1188 |  | 45.0602 | 81:15 | 0 | 81:15 | 0 | 0 | 0 |  | 0 | 81:15 | 99.26 | 81:15 | -30.4 | 45.5411 | 11.3853 |  | 124.5549 | 81:15 | 99.28 | 81:15 | -30.39 | 45.5353 | 11.3838 |  | 124.539 | 81:15 | 99.26 | 81:15 | -30.4 | 45.5411 | 11.3853 |  | 124.5549
10.94 | 2.735 | 81:30 | 38.95 | 81:30 | -54.92 | 32.2845 | 8.0711 |  | 88.298 | 81:30 | 0 | 81:30 | 0 | 0 | 0 |  | 0 | 81:30 | 0 | 81:30 | -91.8 | 0 | 0 |  | 0 | 81:30 | 55.35 | 81:30 | -71.06 | 59.3606 | 14.8402 |  | 162.3513 | 81:30 | 38.17 | 81:30 | -56.43 | 32.5078 | 8.127 |  | 88.9089 | 81:30 | 0 | 81:30 | 0 | 0 | 0 |  | 0 | 81:30 | 33.06 | 81:30 | 33.06 | 16.4953 | 4.1238 |  | 45.1148 | 81:30 | 0 | 81:30 | 0 | 0 | 0 |  | 0 | 81:30 | 99.24 | 81:30 | -30.41 | 45.5469 | 11.3867 |  | 124.5708 | 81:30 | 99.26 | 81:30 | -30.4 | 45.5411 | 11.3853 |  | 124.5549 | 81:30 | 99.24 | 81:30 | -30.41 | 45.5469 | 11.3867 |  | 124.5708
10.94 | 2.735 | 81:45 | 38.97 | 81:45 | -54.9 | 32.2893 | 8.0723 |  | 88.3112 | 81:45 | 0 | 81:45 | 0 | 0 | 0 |  | 0 | 81:45 | 0 | 81:45 | -91.84 | 0 | 0 |  | 0 | 81:45 | 55.42 | 81:45 | -70.89 | 59.2935 | 14.8234 |  | 162.1677 | 81:45 | 38.18 | 81:45 | -56.42 | 32.5106 | 8.1276 |  | 88.9164 | 81:45 | 0 | 81:45 | 0 | 0 | 0 |  | 0 | 81:45 | 33.07 | 81:45 | 33.07 | 16.5053 | 4.1263 |  | 45.1421 | 81:45 | 0 | 81:45 | 0 | 0 | 0 |  | 0 | 81:45 | 99.22 | 81:45 | -30.42 | 45.5527 | 11.3882 |  | 124.5866 | 81:45 | 99.24 | 81:45 | -30.41 | 45.5469 | 11.3867 |  | 124.5708 | 81:45 | 99.22 | 81:45 | -30.42 | 45.5527 | 11.3882 |  | 124.5866
27.68 | 6.92 | 82:00 | 38.83 | 82:00 | -55.17 | 32.3315 | 8.0829 | 32.4971 | 223.7341 | 82:00 | 0 | 82:00 | 0 | 0 | 0 | 0 | 0 | 82:00 | 0 | 82:00 | -92.14 | 0 | 0 | 49.281 | 0 | 82:00 | 55.29 | 82:00 | -71.18 | 59.3964 | 14.8491 | 61.6551 | 411.0232 | 82:00 | 37.64 | 82:00 | -57.43 | 32.6245 | 8.1561 | 32.6358 | 225.7617 | 82:00 | 0 | 82:00 | 0 | 0 | 0 | 0 | 0 | 82:00 | 32.78 | 82:00 | 32.78 | 16.2171 | 4.0543 | 16.18 | 112.2224 | 82:00 | 0 | 82:00 | 0 | 0 | 0 | 0 | 0 | 82:00 | 0 | 82:00 | 0 | 0 | 0 | 0 | 0 | 82:00 | 113.59 | 82:00 | -22.45 | 38.4868 | 9.6217 | 38.2059 | 266.3288 | 82:00 | 113.56 | 82:00 | -22.47 | 38.5109 | 9.6277 | 38.2216 | 266.4957
27.68 | 6.92 | 82:15 | 38.01 | 82:15 | -56.73 | 32.5437 | 8.1359 |  | 225.2021 | 82:15 | 0 | 82:15 | 0 | 0 | 0 |  | 0 | 82:15 | 47.3 | 82:15 | -92.2 | 65.8185 | 16.4546 |  | 455.4637 | 82:15 | 47.27 | 82:15 | -87.49 | 62.4165 | 15.6041 |  | 431.9224 | 82:15 | 37.55 | 82:15 | -57.58 | 32.6315 | 8.1579 |  | 225.8101 | 82:15 | 0 | 82:15 | 0 | 0 | 0 |  | 0 | 82:15 | 32.73 | 82:15 | 32.73 | 16.1677 | 4.0419 |  | 111.8803 | 82:15 | 0 | 82:15 | 0 | 0 | 0 |  | 0 | 82:15 | 0 | 82:15 | 0 | 0 | 0 |  | 0 | 82:15 | 114.08 | 82:15 | -22.17 | 38.1708 | 9.5427 |  | 264.1417 | 82:15 | 114.05 | 82:15 | -22.19 | 38.1952 | 9.5488 |  | 264.3105
27.68 | 6.92 | 82:30 | 37.97 | 82:30 | -56.8 | 32.5495 | 8.1374 |  | 225.2427 | 82:30 | 0 | 82:30 | 0 | 0 | 0 |  | 0 | 82:30 | 47.19 | 82:30 | -92.25 | 65.701 | 16.4253 |  | 454.6509 | 82:30 | 47.17 | 82:30 | -87.67 | 62.4126 | 15.6032 |  | 431.8954 | 82:30 | 37.53 | 82:30 | -57.63 | 32.6425 | 8.1606 |  | 225.8858 | 82:30 | 0 | 82:30 | 0 | 0 | 0 |  | 0 | 82:30 | 32.73 | 82:30 | 32.73 | 16.1677 | 4.0419 |  | 111.8803 | 82:30 | 0 | 82:30 | 0 | 0 | 0 |  | 0 | 82:30 | 0 | 82:30 | 0 | 0 | 0 |  | 0 | 82:30 | 114.18 | 82:30 | -22.12 | 38.1181 | 9.5295 |  | 263.777 | 82:30 | 114.15 | 82:30 | -22.13 | 38.1253 | 9.5313 |  | 263.8269
27.68 | 6.92 | 82:45 | 37.94 | 82:45 | -56.87 | 32.5639 | 8.141 |  | 225.3421 | 82:45 | 0 | 82:45 | 0 | 0 | 0 |  | 0 | 82:45 | 47.09 | 82:45 | -92.31 | 65.6044 | 16.4011 |  | 453.9826 | 82:45 | 47.06 | 82:45 | -87.85 | 62.3949 | 15.5987 |  | 431.773 | 82:45 | 37.5 | 82:45 | -57.68 | 32.6447 | 8.1612 |  | 225.9011 | 82:45 | 0 | 82:45 | 0 | 0 | 0 |  | 0 | 82:45 | 32.73 | 82:45 | 32.73 | 16.1677 | 4.0419 |  | 111.8803 | 82:45 | 0 | 82:45 | 0 | 0 | 0 |  | 0 | 82:45 | 0 | 82:45 | 0 | 0 | 0 |  | 0 | 82:45 | 114.28 | 82:45 | -22.06 | 38.048 | 9.512 |  | 263.2919 | 82:45 | 114.25 | 82:45 | -22.07 | 38.0552 | 9.5138 |  | 263.3421
27.68 | 6.92 | 83:00 | 37.93 | 83:00 | -56.88 | 32.561 | 8.1403 | 32.488 | 225.3223 | 83:00 | 0 | 83:00 | 0 | 0 | 0 | 0 | 0 | 83:00 | 46.51 | 83:00 | -93.27 | 65.4702 | 16.3676 | 32.7086 | 453.0541 | 83:00 | 46.49 | 83:00 | -88.87 | 62.3549 | 15.5887 | 61.1987 | 431.4957 | 83:00 | 37.62 | 83:00 | -57.47 | 32.6299 | 8.1575 | 32.6261 | 225.7989 | 83:00 | 0 | 83:00 | 0 | 0 | 0 | 0 | 0 | 83:00 | 32.71 | 83:00 | 32.71 | 16.1479 | 4.037 | 16.1504 | 111.7436 | 83:00 | 0 | 83:00 | 0 | 0 | 0 | 0 | 0 | 83:00 | 0 | 83:00 | 0 | 0 | 0 | 0 | 0 | 83:00 | 113.27 | 83:00 | -22.63 | 38.6861 | 9.6715 | 38.7185 | 267.7079 | 83:00 | 113.25 | 83:00 | -22.64 | 38.6964 | 9.6741 | 38.7271 | 267.7789
27.68 | 6.92 | 83:15 | 37.88 | 83:15 | -56.96 | 32.5638 | 8.141 |  | 225.3418 | 83:15 | 0 | 83:15 | 0 | 0 | 0 |  | 0 | 83:15 | 46.38 | 83:15 | -93.38 | 65.3642 | 16.3411 |  | 452.3206 | 83:15 | 46.36 | 83:15 | -89.09 | 62.3344 | 15.5836 |  | 431.3543 | 83:15 | 37.59 | 83:15 | -57.51 | 32.6266 | 8.1566 |  | 225.7758 | 83:15 | 0 | 83:15 | 0 | 0 | 0 |  | 0 | 83:15 | 32.7 | 83:15 | 32.7 | 16.1381 | 4.0345 |  | 111.6753 | 83:15 | 0 | 83:15 | 0 | 0 | 0 |  | 0 | 83:15 | 0 | 83:15 | 0 | 0 | 0 |  | 0 | 83:15 | 113.35 | 83:15 | -22.59 | 38.645 | 9.6613 |  | 267.4235 | 83:15 | 113.33 | 83:15 | -22.6 | 38.6553 | 9.6638 |  | 267.4946
27.68 | 6.92 | 83:30 | 38.53 | 83:30 | -55.74 | 32.4132 | 8.1033 |  | 224.2992 | 83:30 | 0 | 83:30 | 0 | 0 | 0 |  | 0 | 83:30 | 0 | 83:30 | -93.5 | 0 | 0 |  | 0 | 83:30 | 54.45 | 83:30 | -73.08 | 60.0554 | 15.0139 |  | 415.5834 | 83:30 | 37.61 | 83:30 | -57.47 | 32.6212 | 8.1553 |  | 225.7388 | 83:30 | 0 | 83:30 | 0 | 0 | 0 |  | 0 | 83:30 | 32.72 | 83:30 | 32.72 | 16.1578 | 4.0395 |  | 111.812 | 83:30 | 0 | 83:30 | 0 | 0 | 0 |  | 0 | 83:30 | 0 | 83:30 | 0 | 0 | 0 |  | 0 | 83:30 | 113.12 | 83:30 | -22.72 | 38.7885 | 9.6971 |  | 268.4167 | 83:30 | 113.09 | 83:30 | -22.73 | 38.7953 | 9.6988 |  | 268.4636
27.68 | 6.92 | 83:45 | 38.51 | 83:45 | -55.77 | 32.4138 | 8.1034 |  | 224.3034 | 83:45 | 0 | 83:45 | 0 | 0 | 0 |  | 0 | 83:45 | 0 | 83:45 | -93.61 | 0 | 0 |  | 0 | 83:45 | 54.46 | 83:45 | -73.06 | 60.05 | 15.0125 |  | 415.5459 | 83:45 | 37.59 | 83:45 | -57.51 | 32.6266 | 8.1566 |  | 225.7758 | 83:45 | 0 | 83:45 | 0 | 0 | 0 |  | 0 | 83:45 | 32.72 | 83:45 | 32.72 | 16.1578 | 4.0395 |  | 111.812 | 83:45 | 0 | 83:45 | 0 | 0 | 0 |  | 0 | 83:45 | 0 | 83:45 | 0 | 0 | 0 |  | 0 | 83:45 | 113.17 | 83:45 | -22.69 | 38.7544 | 9.6886 |  | 268.1807 | 83:45 | 113.14 | 83:45 | -22.7 | 38.7612 | 9.6903 |  | 268.2278
27.68 | 6.92 | 84:00 | 38.66 | 84:00 | -55.5 | 32.3825 | 8.0956 | 32.3837 | 224.087 | 84:00 | 0 | 84:00 | 0 | 0 | 0 | 0 | 0 | 84:00 | 0 | 84:00 | -93.33 | 0 | 0 | 0 | 0 | 84:00 | 54.55 | 84:00 | -72.86 | 59.9846 | 14.9961 | 59.9619 | 415.0932 | 84:00 | 37.66 | 84:00 | -57.39 | 32.6191 | 8.1548 | 32.6209 | 225.7243 | 84:00 | 0 | 84:00 | 0 | 0 | 0 | 0 | 0 | 84:00 | 32.78 | 84:00 | 32.78 | 16.2171 | 4.0543 | 16.2171 | 112.2224 | 84:00 | 0 | 84:00 | 0 | 0 | 0 | 0 | 0 | 84:00 | 0 | 84:00 | 0 | 0 | 0 | 0 | 0 | 84:00 | 113.9 | 84:00 | -22.27 | 38.2824 | 9.5706 | 38.2257 | 264.9145 | 84:00 | 113.88 | 84:00 | -22.29 | 38.3101 | 9.5775 | 38.2431 | 265.1058
27.68 | 6.92 | 84:15 | 38.65 | 84:15 | -55.51 | 32.38 | 8.095 |  | 224.0694 | 84:15 | 0 | 84:15 | 0 | 0 | 0 |  | 0 | 84:15 | 0 | 84:15 | -93.41 | 0 | 0 |  | 0 | 84:15 | 54.57 | 84:15 | -72.82 | 59.9736 | 14.9934 |  | 415.0175 | 84:15 | 37.64 | 84:15 | -57.42 | 32.6188 | 8.1547 |  | 225.7223 | 84:15 | 0 | 84:15 | 0 | 0 | 0 |  | 0 | 84:15 | 32.78 | 84:15 | 32.78 | 16.2171 | 4.0543 |  | 112.2224 | 84:15 | 0 | 84:15 | 0 | 0 | 0 |  | 0 | 84:15 | 0 | 84:15 | 0 | 0 | 0 |  | 0 | 84:15 | 113.97 | 84:15 | -22.24 | 38.2544 | 9.5636 |  | 264.7202 | 84:15 | 113.94 | 84:15 | -22.25 | 38.2615 | 9.5654 |  | 264.7695
27.68 | 6.92 | 84:30 | 38.64 | 84:30 | -55.53 | 32.3833 | 8.0958 |  | 224.0921 | 84:30 | 0 | 84:30 | 0 | 0 | 0 |  | 0 | 84:30 | 0 | 84:30 | 0 | 0 | 0 |  | 0 | 84:30 | 54.59 | 84:30 | -72.77 | 59.9544 | 14.9886 |  | 414.8845 | 84:30 | 37.63 | 84:30 | -57.44 | 32.6215 | 8.1554 |  | 225.741 | 84:30 | 0 | 84:30 | 0 | 0 | 0 |  | 0 | 84:30 | 32.78 | 84:30 | 32.78 | 16.2171 | 4.0543 |  | 112.2224 | 84:30 | 0 | 84:30 | 0 | 0 | 0 |  | 0 | 84:30 | 0 | 84:30 | 0 | 0 | 0 |  | 0 | 84:30 | 114.03 | 84:30 | -22.2 | 38.2057 | 9.5514 |  | 264.3832 | 84:30 | 114.01 | 84:30 | -22.21 | 38.2162 | 9.554 |  | 264.4559
27.68 | 6.92 | 84:45 | 38.64 | 84:45 | -55.54 | 32.3891 | 8.0973 |  | 224.1324 | 84:45 | 0 | 84:45 | 0 | 0 | 0 |  | 0 | 84:45 | 0 | 84:45 | 0 | 0 | 0 |  | 0 | 84:45 | 54.61 | 84:45 | -72.72 | 59.9352 | 14.9838 |  | 414.7513 | 84:45 | 37.62 | 84:45 | -57.46 | 32.6242 | 8.1561 |  | 225.7596 | 84:45 | 0 | 84:45 | 0 | 0 | 0 |  | 0 | 84:45 | 32.78 | 84:45 | 32.78 | 16.2171 | 4.0543 |  | 112.2224 | 84:45 | 0 | 84:45 | 0 | 0 | 0 |  | 0 | 84:45 | 0 | 84:45 | 0 | 0 | 0 |  | 0 | 84:45 | 114.1 | 84:45 | -22.16 | 38.1602 | 9.5401 |  | 264.0688 | 84:45 | 114.07 | 84:45 | -22.18 | 38.1846 | 9.5462 |  | 264.2377
27.68 | 6.92 | 85:00 | 38.82 | 85:00 | -55.18 | 32.329 | 8.0823 | 32.332 | 223.717 | 85:00 | 0 | 85:00 | 0 | 0 | 0 | 0 | 0 | 85:00 | 0 | 85:00 | 0 | 0 | 0 | 0 | 0 | 85:00 | 54.58 | 85:00 | -72.79 | 59.9599 | 14.99 | 59.922 | 414.9225 | 85:00 | 37.62 | 85:00 | -57.46 | 32.6242 | 8.1561 | 32.6268 | 225.7596 | 85:00 | 0 | 85:00 | 0 | 0 | 0 | 0 | 0 | 85:00 | 32.71 | 85:00 | 32.71 | 16.1479 | 4.037 | 16.1455 | 111.7436 | 85:00 | 0 | 85:00 | 0 | 0 | 0 | 0 | 0 | 85:00 | 0 | 85:00 | 0 | 0 | 0 | 0 | 0 | 85:00 | 114.63 | 85:00 | -21.86 | 37.8185 | 9.4546 | 37.7386 | 261.7039 | 85:00 | 114.61 | 85:00 | -21.87 | 37.8292 | 9.4573 | 37.7615 | 261.7779
27.68 | 6.92 | 85:15 | 38.82 | 85:15 | -55.18 | 32.329 | 8.0823 |  | 223.717 | 85:15 | 0 | 85:15 | 0 | 0 | 0 |  | 0 | 85:15 | 0 | 85:15 | 0 | 0 | 0 |  | 0 | 85:15 | 54.63 | 85:15 | -72.67 | 59.9159 | 14.979 |  | 414.618 | 85:15 | 37.61 | 85:15 | -57.48 | 32.6269 | 8.1567 |  | 225.7781 | 85:15 | 0 | 85:15 | 0 | 0 | 0 |  | 0 | 85:15 | 32.71 | 85:15 | 32.71 | 16.1479 | 4.037 |  | 111.7436 | 85:15 | 0 | 85:15 | 0 | 0 | 0 |  | 0 | 85:15 | 0 | 85:15 | 0 | 0 | 0 |  | 0 | 85:15 | 114.71 | 85:15 | -21.81 | 37.7583 | 9.4396 |  | 261.2875 | 85:15 | 114.68 | 85:15 | -21.83 | 37.7831 | 9.4458 |  | 261.4587
27.68 | 6.92 | 85:30 | 38.82 | 85:30 | -55.19 | 32.3349 | 8.0837 |  | 223.7575 | 85:30 | 0 | 85:30 | 0 | 0 | 0 |  | 0 | 85:30 | 0 | 85:30 | 0 | 0 | 0 |  | 0 | 85:30 | 54.65 | 85:30 | -72.64 | 59.9131 | 14.9783 |  | 414.5985 | 85:30 | 37.6 | 85:30 | -57.5 | 32.6296 | 8.1574 |  | 225.7966 | 85:30 | 0 | 85:30 | 0 | 0 | 0 |  | 0 | 85:30 | 32.71 | 85:30 | 32.71 | 16.1479 | 4.037 |  | 111.7436 | 85:30 | 0 | 85:30 | 0 | 0 | 0 |  | 0 | 85:30 | 0 | 85:30 | 0 | 0 | 0 |  | 0 | 85:30 | 114.78 | 85:30 | -21.77 | 37.7121 | 9.428 |  | 260.9675 | 85:30 | 114.76 | 85:30 | -21.79 | 37.7401 | 9.435 |  | 261.1617
27.68 | 6.92 | 85:45 | 38.82 | 85:45 | -55.19 | 32.3349 | 8.0837 |  | 223.7575 | 85:45 | 0 | 85:45 | 0 | 0 | 0 |  | 0 | 85:45 | 0 | 85:45 | 0 | 0 | 0 |  | 0 | 85:45 | 54.66 | 85:45 | -72.61 | 59.8993 | 14.9748 |  | 414.5031 | 85:45 | 37.59 | 85:45 | -57.51 | 32.6266 | 8.1566 |  | 225.7758 | 85:45 | 0 | 85:45 | 0 | 0 | 0 |  | 0 | 85:45 | 32.7 | 85:45 | 32.7 | 16.1381 | 4.0345 |  | 111.6753 | 85:45 | 0 | 85:45 | 0 | 0 | 0 |  | 0 | 85:45 | 0 | 85:45 | 0 | 0 | 0 |  | 0 | 85:45 | 114.85 | 85:45 | -21.73 | 37.6657 | 9.4164 |  | 260.6468 | 85:45 | 114.83 | 85:45 | -21.75 | 37.6938 | 9.4235 |  | 260.8413
27.68 | 6.92 | 86:00 | 38.74 | 86:00 | -55.33 | 32.3501 | 8.0875 | 32.3545 | 223.8629 | 86:00 | 0 | 86:00 | 0 | 0 | 0 | 0 | 0 | 86:00 | 0 | 86:00 | 0 | 0 | 0 | 0 | 0 | 86:00 | 54.75 | 86:00 | -72.42 | 59.8409 | 14.9602 | 59.8068 | 414.0992 | 86:00 | 37.21 | 86:00 | -58.22 | 32.6955 | 8.1739 | 16.3496 | 226.2526 | 86:00 | 0 | 86:00 | 0 | 0 | 0 | 16.351 | 0 | 86:00 | 32.93 | 86:00 | 32.93 | 16.3659 | 4.0915 | 16.351 | 113.2518 | 86:00 | 0 | 86:00 | 0 | 0 | 0 | 0 | 0 | 86:00 | 0 | 86:00 | 0 | 0 | 0 | 0 | 0 | 86:00 | 114.11 | 86:00 | -22.16 | 38.1636 | 9.5409 | 38.1015 | 264.092 | 86:00 | 114.08 | 86:00 | -22.17 | 38.1708 | 9.5427 | 38.1139 | 264.1417
27.68 | 6.92 | 86:15 | 38.74 | 86:15 | -55.34 | 32.356 | 8.089 |  | 223.9033 | 86:15 | 0 | 86:15 | 0 | 0 | 0 |  | 0 | 86:15 | 0 | 86:15 | 0 | 0 | 0 |  | 0 | 86:15 | 54.77 | 86:15 | -72.36 | 59.8132 | 14.9533 |  | 413.9073 | 86:15 | 37.18 | 86:15 | -58.28 | 32.7028 | 8.1757 |  | 226.3032 | 86:15 | 0 | 86:15 | 0 | 0 | 0 |  | 0 | 86:15 | 32.94 | 86:15 | 32.94 | 16.3758 | 4.094 |  | 113.3206 | 86:15 | 0 | 86:15 | 0 | 0 | 0 |  | 0 | 86:15 | 0 | 86:15 | 0 | 0 | 0 |  | 0 | 86:15 | 114.17 | 86:15 | -22.12 | 38.1147 | 9.5287 |  | 263.7539 | 86:15 | 114.14 | 86:15 | -22.14 | 38.1392 | 9.5348 |  | 263.923
27.68 | 6.92 | 86:30 | 38.74 | 86:30 | -55.34 | 32.356 | 8.089 |  | 223.9033 | 86:30 | 0 | 86:30 | 0 | 0 | 0 |  | 0 | 86:30 | 0 | 86:30 | 0 | 0 | 0 |  | 0 | 86:30 | 54.8 | 86:30 | -72.3 | 59.7963 | 14.9491 |  | 413.7906 | 86:30 | 0 | 86:30 | 0 | 0 | 0 |  | 0 | 86:30 | 37.14 | 86:30 | -58.34 | 32.7012 | 8.1753 |  | 226.2925 | 86:30 | 32.89 | 86:30 | 32.89 | 16.3261 | 4.0815 |  | 112.9769 | 86:30 | 0 | 86:30 | 0 | 0 | 0 |  | 0 | 86:30 | 0 | 86:30 | 0 | 0 | 0 |  | 0 | 86:30 | 114.22 | 86:30 | -22.09 | 38.0797 | 9.5199 |  | 263.5115 | 86:30 | 114.2 | 86:30 | -22.1 | 38.0903 | 9.5226 |  | 263.5847
27.68 | 6.92 | 86:45 | 38.74 | 86:45 | -55.34 | 32.356 | 8.089 |  | 223.9033 | 86:45 | 0 | 86:45 | 0 | 0 | 0 |  | 0 | 86:45 | 0 | 86:45 | -92.52 | 0 | 0 |  | 0 | 86:45 | 54.82 | 86:45 | -72.25 | 59.7768 | 14.9442 |  | 413.6553 | 86:45 | 0 | 86:45 | 0 | 0 | 0 |  | 0 | 86:45 | 37.11 | 86:45 | -58.39 | 32.7028 | 8.1757 |  | 226.3034 | 86:45 | 32.9 | 86:45 | 32.9 | 16.3361 | 4.084 |  | 113.0456 | 86:45 | 0 | 86:45 | 0 | 0 | 0 |  | 0 | 86:45 | 0 | 86:45 | 0 | 0 | 0 |  | 0 | 86:45 | 114.28 | 86:45 | -22.06 | 38.048 | 9.512 |  | 263.2919 | 86:45 | 114.25 | 86:45 | -22.07 | 38.0552 | 9.5138 |  | 263.3421
27.68 | 6.92 | 87:00 | 38.86 | 87:00 | -55.1 | 32.3154 | 8.0789 | 32.419 | 223.6228 | 87:00 | 0 | 87:00 | 0 | 0 | 0 | 0 | 0 | 87:00 | 0 | 87:00 | -92.61 | 0 | 0 | 32.8171 | 0 | 87:00 | 54.89 | 87:00 | -72.1 | 59.7288 | 14.9322 | 61.051 | 413.3236 | 87:00 | 0 | 87:00 | 0 | 0 | 0 | 0 | 0 | 87:00 | 37.24 | 87:00 | -58.17 | 32.6937 | 8.1734 | 32.6977 | 226.2406 | 87:00 | 32.82 | 87:00 | 32.82 | 16.2567 | 4.0642 | 16.2419 | 112.4965 | 87:00 | 0 | 87:00 | 0 | 0 | 0 | 0 | 0 | 87:00 | 0 | 87:00 | 0 | 0 | 0 | 0 | 0 | 87:00 | 114.11 | 87:00 | -22.16 | 38.1636 | 9.5409 | 37.9903 | 264.092 | 87:00 | 114.08 | 87:00 | -22.17 | 38.1708 | 9.5427 | 38.0036 | 264.1417
27.68 | 6.92 | 87:15 | 38.87 | 87:15 | -55.1 | 32.3238 | 8.0809 |  | 223.6804 | 87:15 | 0 | 87:15 | 0 | 0 | 0 |  | 0 | 87:15 | 0 | 87:15 | -92.7 | 0 | 0 |  | 0 | 87:15 | 54.91 | 87:15 | -72.04 | 59.7009 | 14.9252 |  | 413.1302 | 87:15 | 0 | 87:15 | 0 | 0 | 0 |  | 0 | 87:15 | 37.21 | 87:15 | -58.21 | 32.6898 | 8.1725 |  | 226.2138 | 87:15 | 32.82 | 87:15 | 32.82 | 16.2567 | 4.0642 |  | 112.4965 | 87:15 | 0 | 87:15 | 0 | 0 | 0 |  | 0 | 87:15 | 0 | 87:15 | 0 | 0 | 0 |  | 0 | 87:15 | 114.16 | 87:15 | -22.13 | 38.1286 | 9.5322 |  | 263.85 | 87:15 | 114.14 | 87:15 | -22.14 | 38.1392 | 9.5348 |  | 263.923
27.68 | 6.92 | 87:30 | 38.13 | 87:30 | -56.5 | 32.514 | 8.1285 |  | 224.9971 | 87:30 | 0 | 87:30 | 0 | 0 | 0 |  | 0 | 87:30 | 46.91 | 87:30 | -92.78 | 65.6864 | 16.4216 |  | 454.5499 | 87:30 | 46.88 | 87:30 | -88.18 | 62.3898 | 15.5974 |  | 431.7372 | 87:30 | 0 | 87:30 | 0 | 0 | 0 |  | 0 | 87:30 | 37.14 | 87:30 | -58.34 | 32.7012 | 8.1753 |  | 226.2925 | 87:30 | 32.79 | 87:30 | 32.79 | 16.227 | 4.0568 |  | 112.2909 | 87:30 | 0 | 87:30 | 0 | 0 | 0 |  | 0 | 87:30 | 0 | 87:30 | 0 | 0 | 0 |  | 0 | 87:30 | 114.56 | 87:30 | -21.9 | 37.8645 | 9.4661 |  | 262.0227 | 87:30 | 114.54 | 87:30 | -21.91 | 37.8752 | 9.4688 |  | 262.0965
27.68 | 6.92 | 87:45 | 38.12 | 87:45 | -56.53 | 32.5228 | 8.1307 |  | 225.0576 | 87:45 | 0 | 87:45 | 0 | 0 | 0 |  | 0 | 87:45 | 46.79 | 87:45 | -92.87 | 65.5819 | 16.3955 |  | 453.8269 | 87:45 | 46.77 | 87:45 | -88.38 | 62.3845 | 15.5961 |  | 431.7011 | 87:45 | 0 | 87:45 | 0 | 0 | 0 |  | 0 | 87:45 | 37.12 | 87:45 | -58.38 | 32.706 | 8.1765 |  | 226.3257 | 87:45 | 32.79 | 87:45 | 32.79 | 16.227 | 4.0568 |  | 112.2909 | 87:45 | 0 | 87:45 | 0 | 0 | 0 |  | 0 | 87:45 | 0 | 87:45 | 0 | 0 | 0 |  | 0 | 87:45 | 114.64 | 87:45 | -21.85 | 37.8045 | 9.4511 |  | 261.607 | 87:45 | 114.61 | 87:45 | -21.87 | 37.8292 | 9.4573 |  | 261.7779
27.68 | 6.92 | 88:00 | 37.97 | 88:00 | -56.8 | 32.5495 | 8.1374 | 32.5162 | 225.2427 | 88:00 | 0 | 88:00 | 0 | 0 | 0 | 0 | 0 | 88:00 | 46.68 | 88:00 | -92.96 | 65.4911 | 16.3728 | 48.9973 | 453.1988 | 88:00 | 46.65 | 88:00 | -88.58 | 62.3653 | 15.5913 | 61.811 | 431.5678 | 88:00 | 0 | 88:00 | 0 | 0 | 0 | 0 | 0 | 88:00 | 37.31 | 88:00 | -58.03 | 32.6763 | 8.1691 | 32.6805 | 226.1203 | 88:00 | 32.71 | 88:00 | 32.71 | 16.1479 | 4.037 | 16.1529 | 111.7436 | 88:00 | 0 | 88:00 | 0 | 0 | 0 | 0 | 0 | 88:00 | 0 | 88:00 | 0 | 0 | 0 | 0 | 0 | 88:00 | 114.68 | 88:00 | -21.83 | 37.7831 | 9.4458 | 37.7626 | 261.4587 | 88:00 | 114.65 | 88:00 | -21.85 | 37.8078 | 9.4519 | 37.7803 | 261.6298
27.68 | 6.92 | 88:15 | 37.96 | 88:15 | -56.83 | 32.5581 | 8.1395 |  | 225.3023 | 88:15 | 0 | 88:15 | 0 | 0 | 0 |  | 0 | 88:15 | 46.5 | 88:15 | -93.05 | 65.3018 | 16.3254 |  | 451.8883 | 88:15 | 46.47 | 88:15 | -88.9 | 62.3491 | 15.5873 |  | 431.4557 | 88:15 | 0 | 88:15 | 0 | 0 | 0 |  | 0 | 88:15 | 37.28 | 88:15 | -58.08 | 32.6782 | 8.1696 |  | 226.1332 | 88:15 | 32.71 | 88:15 | 32.71 | 16.1479 | 4.037 |  | 111.7436 | 88:15 | 0 | 88:15 | 0 | 0 | 0 |  | 0 | 88:15 | 0 | 88:15 | 0 | 0 | 0 |  | 0 | 88:15 | 114.75 | 88:15 | -21.79 | 37.7368 | 9.4342 |  | 261.139 | 88:15 | 114.73 | 88:15 | -21.8 | 37.7476 | 9.4369 |  | 261.2133
27.68 | 6.92 | 88:30 | 37.94 | 88:30 | -56.87 | 32.5639 | 8.141 |  | 225.3421 | 88:30 | 0 | 88:30 | 0 | 0 | 0 |  | 0 | 88:30 | 46.38 | 88:30 | -93.14 | 65.1963 | 16.2991 |  | 451.1581 | 88:30 | 46.36 | 88:30 | -89.09 | 62.3344 | 15.5836 |  | 431.3543 | 88:30 | 0 | 88:30 | 0 | 0 | 0 |  | 0 | 88:30 | 37.27 | 88:30 | -58.11 | 32.6863 | 8.1716 |  | 226.1893 | 88:30 | 32.71 | 88:30 | 32.71 | 16.1479 | 4.037 |  | 111.7436 | 88:30 | 0 | 88:30 | 0 | 0 | 0 |  | 0 | 88:30 | 0 | 88:30 | 0 | 0 | 0 |  | 0 | 88:30 | 114.82 | 88:30 | -21.75 | 37.6905 | 9.4226 |  | 260.8186 | 88:30 | 114.8 | 88:30 | -21.76 | 37.7013 | 9.4253 |  | 260.8931
27.68 | 6.92 | 88:45 | 38.61 | 88:45 | -55.59 | 32.3931 | 8.0983 |  | 224.1601 | 88:45 | 0 | 88:45 | 0 | 0 | 0 |  | 0 | 88:45 | 0 | 88:45 | -93.22 | 0 | 0 |  | 0 | 88:45 | 54.25 | 88:45 | -73.52 | 60.1951 | 15.0488 |  | 416.5499 | 88:45 | 0 | 88:45 | 0 | 0 | 0 |  | 0 | 88:45 | 37.29 | 88:45 | -58.07 | 32.6813 | 8.1703 |  | 226.1549 | 88:45 | 32.73 | 88:45 | 32.73 | 16.1677 | 4.0419 |  | 111.8803 | 88:45 | 0 | 88:45 | 0 | 0 | 0 |  | 0 | 88:45 | 0 | 88:45 | 0 | 0 | 0 |  | 0 | 88:45 | 114.59 | 88:45 | -21.88 | 37.8399 | 9.46 |  | 261.8519 | 88:45 | 114.56 | 88:45 | -21.9 | 37.8645 | 9.4661 |  | 262.0227
10.94 | 2.735 | 89:00 | 38.36 | 89:00 | -56.07 | 32.4612 | 8.1153 | 32.459 | 88.7814 | 89:00 | 0 | 89:00 | 0 | 0 | 0 | 0 | 0 | 89:00 | 0 | 89:00 | -94.59 | 0 | 0 | 0 | 0 | 89:00 | 54.02 | 89:00 | -74.04 | 60.3638 | 15.091 | 60.3679 | 165.095 | 89:00 | 0 | 89:00 | 0 | 0 | 0 | 0 | 0 | 89:00 | 37.29 | 89:00 | -58.07 | 32.6813 | 8.1703 | 32.6824 | 89.3835 | 89:00 | 32.9 | 89:00 | 32.9 | 16.3361 | 4.084 | 16.351 | 44.6791 | 89:00 | 0 | 89:00 | 0 | 0 | 0 | 0 | 0 | 89:00 | 99.86 | 89:00 | -30.08 | 45.3341 | 11.3335 | 45.3535 | 123.9888 | 89:00 | 99.88 | 89:00 | -30.07 | 45.3281 | 11.332 | 45.3438 | 123.9724 | 89:00 | 99.86 | 89:00 | -30.08 | 45.3341 | 11.3335 | 45.3535 | 123.9888
10.94 | 2.735 | 89:15 | 38.36 | 89:15 | -56.07 | 32.4612 | 8.1153 |  | 88.7814 | 89:15 | 0 | 89:15 | 0 | 0 | 0 |  | 0 | 89:15 | 0 | 89:15 | 0 | 0 | 0 |  | 0 | 89:15 | 54.02 | 89:15 | -74.04 | 60.3638 | 15.091 |  | 165.095 | 89:15 | 0 | 89:15 | 0 | 0 | 0 |  | 0 | 89:15 | 37.28 | 89:15 | -58.08 | 32.6782 | 8.1696 |  | 89.3749 | 89:15 | 32.91 | 89:15 | 32.91 | 16.346 | 4.0865 |  | 44.7063 | 89:15 | 0 | 89:15 | 0 | 0 | 0 |  | 0 | 89:15 | 99.82 | 89:15 | -30.1 | 45.3461 | 11.3365 |  | 124.0215 | 89:15 | 99.84 | 89:15 | -30.09 | 45.3401 | 11.335 |  | 124.0052 | 89:15 | 99.82 | 89:15 | -30.1 | 45.3461 | 11.3365 |  | 124.0215
10.94 | 2.735 | 89:30 | 38.36 | 89:30 | -56.06 | 32.4554 | 8.1139 |  | 88.7656 | 89:30 | 0 | 89:30 | 0 | 0 | 0 |  | 0 | 89:30 | 0 | 89:30 | 0 | 0 | 0 |  | 0 | 89:30 | 54.02 | 89:30 | -74.05 | 60.372 | 15.093 |  | 165.1173 | 89:30 | 0 | 89:30 | 0 | 0 | 0 |  | 0 | 89:30 | 37.28 | 89:30 | -58.09 | 32.6838 | 8.171 |  | 89.3903 | 89:30 | 32.92 | 89:30 | 32.92 | 16.3559 | 4.089 |  | 44.7335 | 89:30 | 0 | 89:30 | 0 | 0 | 0 |  | 0 | 89:30 | 99.77 | 89:30 | -30.12 | 45.3535 | 11.3384 |  | 124.0418 | 89:30 | 99.79 | 89:30 | -30.11 | 45.3475 | 11.3369 |  | 124.0254 | 89:30 | 99.77 | 89:30 | -30.12 | 45.3535 | 11.3384 |  | 124.0418
10.94 | 2.735 | 89:45 | 38.37 | 89:45 | -56.05 | 32.4581 | 8.1145 |  | 88.7729 | 89:45 | 0 | 89:45 | 0 | 0 | 0 |  | 0 | 89:45 | 0 | 89:45 | 0 | 0 | 0 |  | 0 | 89:45 | 54.02 | 89:45 | -74.05 | 60.372 | 15.093 |  | 165.1173 | 89:45 | 0 | 89:45 | 0 | 0 | 0 |  | 0 | 89:45 | 37.27 | 89:45 | -58.11 | 32.6863 | 8.1716 |  | 89.3971 | 89:45 | 32.93 | 89:45 | 32.93 | 16.3659 | 4.0915 |  | 44.7607 | 89:45 | 0 | 89:45 | 0 | 0 | 0 |  | 0 | 89:45 | 99.73 | 89:45 | -30.15 | 45.3804 | 11.3451 |  | 124.1155 | 89:45 | 99.75 | 89:45 | -30.13 | 45.3594 | 11.3399 |  | 124.0581 | 89:45 | 99.73 | 89:45 | -30.15 | 45.3804 | 11.3451 |  | 124.1155
10.94 | 2.735 | 90:00 | 38.51 | 90:00 | -55.78 | 32.4196 | 8.1049 | 32.4177 | 88.6676 | 90:00 | 0 | 90:00 | 0 | 0 | 0 | 0 | 0 | 90:00 | 0 | 90:00 | 0 | 0 | 0 | 0 | 0 | 90:00 | 54.06 | 90:00 | -73.94 | 60.3269 | 15.0817 | 60.3245 | 164.9941 | 90:00 | 0 | 90:00 | 0 | 0 | 0 | 0 | 0 | 90:00 | 37.35 | 90:00 | -57.95 | 32.6663 | 8.1666 | 32.6691 | 89.3423 | 90:00 | 32.92 | 90:00 | 32.92 | 16.3559 | 4.089 | 16.3783 | 44.7335 | 90:00 | 0 | 90:00 | 0 | 0 | 0 | 0 | 0 | 90:00 | 100.82 | 90:00 | -29.55 | 44.9635 | 11.2409 | 44.9821 | 122.9751 | 90:00 | 100.84 | 90:00 | -29.54 | 44.9572 | 11.2393 | 44.9758 | 122.9579 | 90:00 | 100.82 | 90:00 | -29.55 | 44.9635 | 11.2409 | 44.9821 | 122.9751
10.94 | 2.735 | 90:15 | 38.52 | 90:15 | -55.76 | 32.4164 | 8.1041 |  | 88.6588 | 90:15 | 0 | 90:15 | 0 | 0 | 0 |  | 0 | 90:15 | 0 | 90:15 | 0 | 0 | 0 |  | 0 | 90:15 | 54.07 | 90:15 | -73.93 | 60.3299 | 15.0825 |  | 165.0023 | 90:15 | 0 | 90:15 | 0 | 0 | 0 |  | 0 | 90:15 | 37.35 | 90:15 | -57.95 | 32.6663 | 8.1666 |  | 89.3423 | 90:15 | 32.94 | 90:15 | 32.94 | 16.3758 | 4.094 |  | 44.7878 | 90:15 | 0 | 90:15 | 0 | 0 | 0 |  | 0 | 90:15 | 100.8 | 90:15 | -29.57 | 44.985 | 11.2462 |  | 123.0339 | 90:15 | 100.82 | 90:15 | -29.56 | 44.9787 | 11.2447 |  | 123.0167 | 90:15 | 100.8 | 90:15 | -29.57 | 44.985 | 11.2462 |  | 123.0339
10.94 | 2.735 | 90:30 | 38.53 | 90:30 | -55.75 | 32.419 | 8.1047 |  | 88.6659 | 90:30 | 0 | 90:30 | 0 | 0 | 0 |  | 0 | 90:30 | 0 | 90:30 | 0 | 0 | 0 |  | 0 | 90:30 | 54.08 | 90:30 | -73.91 | 60.3248 | 15.0812 |  | 164.9882 | 90:30 | 0 | 90:30 | 0 | 0 | 0 |  | 0 | 90:30 | 37.35 | 90:30 | -57.96 | 32.6719 | 8.168 |  | 89.3577 | 90:30 | 32.95 | 90:30 | 32.95 | 16.3858 | 4.0964 |  | 44.815 | 90:30 | 0 | 90:30 | 0 | 0 | 0 |  | 0 | 90:30 | 100.77 | 90:30 | -29.58 | 44.9868 | 11.2467 |  | 123.0389 | 90:30 | 100.79 | 90:30 | -29.57 | 44.9805 | 11.2451 |  | 123.0217 | 90:30 | 100.77 | 90:30 | -29.58 | 44.9868 | 11.2467 |  | 123.0389
10.94 | 2.735 | 90:45 | 38.54 | 90:45 | -55.73 | 32.4158 | 8.1039 |  | 88.6571 | 90:45 | 0 | 90:45 | 0 | 0 | 0 |  | 0 | 90:45 | 0 | 90:45 | 0 | 0 | 0 |  | 0 | 90:45 | 54.08 | 90:45 | -73.9 | 60.3166 | 15.0791 |  | 164.9659 | 90:45 | 0 | 90:45 | 0 | 0 | 0 |  | 0 | 90:45 | 37.35 | 90:45 | -57.96 | 32.6719 | 8.168 |  | 89.3577 | 90:45 | 32.96 | 90:45 | 32.96 | 16.3957 | 4.0989 |  | 44.8422 | 90:45 | 0 | 90:45 | 0 | 0 | 0 |  | 0 | 90:45 | 100.75 | 90:45 | -29.59 | 44.9931 | 11.2483 |  | 123.0561 | 90:45 | 100.77 | 90:45 | -29.58 | 44.9868 | 11.2467 |  | 123.0389 | 90:45 | 100.75 | 90:45 | -29.59 | 44.9931 | 11.2483 |  | 123.0561
10.94 | 2.735 | 91:00 | 38.42 | 91:00 | -55.96 | 32.4482 | 8.1121 | 32.4445 | 88.7458 | 91:00 | 0 | 91:00 | 0 | 0 | 0 | 0 | 0 | 91:00 | 0 | 91:00 | 0 | 0 | 0 | 0 | 0 | 91:00 | 54.08 | 91:00 | -73.9 | 60.3166 | 15.0791 | 60.3114 | 164.9659 | 91:00 | 0 | 91:00 | 0 | 0 | 0 | 0 | 0 | 91:00 | 37.47 | 91:00 | -57.73 | 32.6468 | 8.1617 | 32.649 | 89.2891 | 91:00 | 33.08 | 91:00 | 33.08 | 16.5153 | 4.1288 | 16.5403 | 45.1694 | 91:00 | 0 | 91:00 | 0 | 0 | 0 | 0 | 0 | 91:00 | 99.78 | 91:00 | -30.12 | 45.358 | 11.3395 | 45.3759 | 124.0542 | 91:00 | 99.8 | 91:00 | -30.11 | 45.3521 | 11.338 | 45.3699 | 124.0379 | 91:00 | 99.78 | 91:00 | -30.12 | 45.358 | 11.3395 | 45.3759 | 124.0542
10.94 | 2.735 | 91:15 | 38.42 | 91:15 | -55.95 | 32.4424 | 8.1106 |  | 88.73 | 91:15 | 0 | 91:15 | 0 | 0 | 0 |  | 0 | 91:15 | 0 | 91:15 | 0 | 0 | 0 |  | 0 | 91:15 | 54.09 | 91:15 | -73.89 | 60.3196 | 15.0799 |  | 164.974 | 91:15 | 0 | 91:15 | 0 | 0 | 0 |  | 0 | 91:15 | 37.47 | 91:15 | -57.73 | 32.6468 | 8.1617 |  | 89.2891 | 91:15 | 33.1 | 91:15 | 33.1 | 16.5353 | 4.1338 |  | 45.224 | 91:15 | 0 | 91:15 | 0 | 0 | 0 |  | 0 | 91:15 | 99.74 | 91:15 | -30.14 | 45.3699 | 11.3425 |  | 124.0868 | 91:15 | 99.76 | 91:15 | -30.13 | 45.364 | 11.341 |  | 124.0705 | 91:15 | 99.74 | 91:15 | -30.14 | 45.3699 | 11.3425 |  | 124.0868
10.94 | 2.735 | 91:30 | 38.42 | 91:30 | -55.95 | 32.4424 | 8.1106 |  | 88.73 | 91:30 | 0 | 91:30 | 0 | 0 | 0 |  | 0 | 91:30 | 0 | 91:30 | 0 | 0 | 0 |  | 0 | 91:30 | 54.09 | 91:30 | -73.87 | 60.3033 | 15.0758 |  | 164.9294 | 91:30 | 0 | 91:30 | 0 | 0 | 0 |  | 0 | 91:30 | 37.47 | 91:30 | -57.73 | 32.6468 | 8.1617 |  | 89.2891 | 91:30 | 33.11 | 91:30 | 33.11 | 16.5453 | 4.1363 |  | 45.2513 | 91:30 | 0 | 91:30 | 0 | 0 | 0 |  | 0 | 91:30 | 99.7 | 91:30 | -30.16 | 45.3818 | 11.3455 |  | 124.1193 | 91:30 | 99.72 | 91:30 | -30.15 | 45.3759 | 11.344 |  | 124.1031 | 91:30 | 99.7 | 91:30 | -30.16 | 45.3818 | 11.3455 |  | 124.1193
10.94 | 2.735 | 91:45 | 38.43 | 91:45 | -55.94 | 32.4451 | 8.1113 |  | 88.7372 | 91:45 | 0 | 91:45 | 0 | 0 | 0 |  | 0 | 91:45 | 0 | 91:45 | 0 | 0 | 0 |  | 0 | 91:45 | 54.1 | 91:45 | -73.86 | 60.3062 | 15.0766 |  | 164.9376 | 91:45 | 0 | 91:45 | 0 | 0 | 0 |  | 0 | 91:45 | 37.48 | 91:45 | -57.73 | 32.6555 | 8.1639 |  | 89.3129 | 91:45 | 33.13 | 91:45 | 33.13 | 16.5653 | 4.1413 |  | 45.306 | 91:45 | 0 | 91:45 | 0 | 0 | 0 |  | 0 | 91:45 | 99.66 | 91:45 | -30.18 | 45.3937 | 11.3484 |  | 124.1518 | 91:45 | 99.68 | 91:45 | -30.17 | 45.3878 | 11.3469 |  | 124.1356 | 91:45 | 99.66 | 91:45 | -30.18 | 45.3937 | 11.3484 |  | 124.1518
10.94 | 2.735 | 92:00 | 38.56 | 92:00 | -55.68 | 32.4035 | 8.1009 | 32.4006 | 88.6236 | 92:00 | 0 | 92:00 | 0 | 0 | 0 | 0 | 0 | 92:00 | 0 | 92:00 | 0 | 0 | 0 | 0 | 0 | 92:00 | 54.41 | 92:00 | -73.18 | 60.0934 | 15.0234 | 60.0158 | 164.3555 | 92:00 | 0 | 92:00 | 0 | 0 | 0 | 0 | 0 | 92:00 | 37.05 | 92:00 | -58.51 | 32.717 | 8.1793 | 32.7203 | 89.4811 | 92:00 | 33.12 | 92:00 | 33.12 | 16.5553 | 4.1388 | 16.5828 | 45.2787 | 92:00 | 0 | 92:00 | 0 | 0 | 0 | 0 | 0 | 92:00 | 101.04 | 92:00 | -29.43 | 44.8786 | 11.2196 | 44.8904 | 122.743 | 92:00 | 101.06 | 92:00 | -29.42 | 44.8722 | 11.2181 | 44.884 | 122.7255 | 92:00 | 101.04 | 92:00 | -29.43 | 44.8786 | 11.2196 | 44.8904 | 122.743
10.94 | 2.735 | 92:15 | 38.58 | 92:15 | -55.65 | 32.4028 | 8.1007 |  | 88.6218 | 92:15 | 0 | 92:15 | 0 | 0 | 0 |  | 0 | 92:15 | 0 | 92:15 | 0 | 0 | 0 |  | 0 | 92:15 | 54.48 | 92:15 | -73.01 | 60.0309 | 15.0077 |  | 164.1846 | 92:15 | 0 | 92:15 | 0 | 0 | 0 |  | 0 | 92:15 | 37.04 | 92:15 | -58.54 | 32.725 | 8.1812 |  | 89.5028 | 92:15 | 33.14 | 92:15 | 33.14 | 16.5753 | 4.1438 |  | 45.3334 | 92:15 | 0 | 92:15 | 0 | 0 | 0 |  | 0 | 92:15 | 101.02 | 92:15 | -29.44 | 44.885 | 11.2212 |  | 122.7604 | 92:15 | 101.04 | 92:15 | -29.43 | 44.8786 | 11.2196 |  | 122.743 | 92:15 | 101.02 | 92:15 | -29.44 | 44.885 | 11.2212 |  | 122.7604
10.94 | 2.735 | 92:30 | 38.59 | 92:30 | -55.63 | 32.3996 | 8.0999 |  | 88.6129 | 92:30 | 0 | 92:30 | 0 | 0 | 0 |  | 0 | 92:30 | 0 | 92:30 | 0 | 0 | 0 |  | 0 | 92:30 | 54.54 | 92:30 | -72.88 | 59.99 | 14.9975 |  | 164.0728 | 92:30 | 0 | 92:30 | 0 | 0 | 0 |  | 0 | 92:30 | 37.02 | 92:30 | -58.56 | 32.7185 | 8.1796 |  | 89.485 | 92:30 | 33.16 | 92:30 | 33.16 | 16.5953 | 4.1488 |  | 45.3881 | 92:30 | 0 | 92:30 | 0 | 0 | 0 |  | 0 | 92:30 | 101.01 | 92:30 | -29.45 | 44.8958 | 11.2239 |  | 122.7899 | 92:30 | 101.03 | 92:30 | -29.44 | 44.8894 | 11.2224 |  | 122.7725 | 92:30 | 101.01 | 92:30 | -29.45 | 44.8958 | 11.2239 |  | 122.7899
10.94 | 2.735 | 92:45 | 38.6 | 92:45 | -55.61 | 32.3963 | 8.0991 |  | 88.604 | 92:45 | 0 | 92:45 | 0 | 0 | 0 |  | 0 | 92:45 | 0 | 92:45 | 0 | 0 | 0 |  | 0 | 92:45 | 54.6 | 92:45 | -72.75 | 59.9489 | 14.9872 |  | 163.9603 | 92:45 | 0 | 92:45 | 0 | 0 | 0 |  | 0 | 92:45 | 37.01 | 92:45 | -58.58 | 32.7208 | 8.1802 |  | 89.4914 | 92:45 | 33.17 | 92:45 | 33.17 | 16.6053 | 4.1513 |  | 45.4155 | 92:45 | 0 | 92:45 | 0 | 0 | 0 |  | 0 | 92:45 | 100.99 | 92:45 | -29.46 | 44.9021 | 11.2255 |  | 122.8073 | 92:45 | 101.01 | 92:45 | -29.45 | 44.8958 | 11.2239 |  | 122.7899 | 92:45 | 100.99 | 92:45 | -29.46 | 44.9021 | 11.2255 |  | 122.8073
6.72 | 1.68 | 93:00 | 38.84 | 93:00 | -55.14 | 32.3223 | 8.0806 | 32.3164 | 54.3014 | 93:00 | 0 | 93:00 | 0 | 0 | 0 | 0 | 0 | 93:00 | 0 | 93:00 | 0 | 0 | 0 | 0 | 0 | 93:00 | 54.91 | 93:00 | -72.05 | 59.7092 | 14.9273 | 59.6089 | 100.3114 | 93:00 | 0 | 93:00 | 0 | 0 | 0 | 0 | 0 | 93:00 | 37.5 | 93:00 | -57.69 | 32.6503 | 8.1626 | 32.6881 | 54.8525 | 93:00 | 33.19 | 93:00 | 33.19 | 16.6253 | 4.1563 | 15.7273 | 27.9305 | 93:00 | 0 | 93:00 | 0 | 0 | 0 | 5.7752 | 0 | 93:00 | 101.62 | 93:00 | -29.12 | 44.6608 | 11.1652 | 44.6361 | 75.0301 | 93:00 | 101.64 | 93:00 | -29.11 | 44.6542 | 11.1636 | 44.6295 | 75.0191 | 93:00 | 101.62 | 93:00 | -29.12 | 44.6608 | 11.1652 | 44.6361 | 75.0301
6.72 | 1.68 | 93:15 | 38.86 | 93:15 | -55.1 | 32.3154 | 8.0789 |  | 54.2899 | 93:15 | 0 | 93:15 | 0 | 0 | 0 |  | 0 | 93:15 | 0 | 93:15 | -91.58 | 0 | 0 |  | 0 | 93:15 | 54.99 | 93:15 | -71.86 | 59.6385 | 14.9096 |  | 100.1927 | 93:15 | 0 | 93:15 | 0 | 0 | 0 |  | 0 | 93:15 | 37.5 | 93:15 | -57.67 | 32.639 | 8.1598 |  | 54.8335 | 93:15 | 33.21 | 93:15 | 33.21 | 16.6454 | 4.1613 |  | 27.9642 | 93:15 | 0 | 93:15 | 0 | 0 | 0 |  | 0 | 93:15 | 101.62 | 93:15 | -29.12 | 44.6608 | 11.1652 |  | 75.0301 | 93:15 | 101.64 | 93:15 | -29.11 | 44.6542 | 11.1636 |  | 75.0191 | 93:15 | 101.62 | 93:15 | -29.12 | 44.6608 | 11.1652 |  | 75.0301
6.72 | 1.68 | 93:30 | 38.88 | 93:30 | -55.07 | 32.3145 | 8.0786 |  | 54.2883 | 93:30 | 0 | 93:30 | 0 | 0 | 0 |  | 0 | 93:30 | 0 | 93:30 | -91.61 | 0 | 0 |  | 0 | 93:30 | 55.07 | 93:30 | -71.68 | 59.5756 | 14.8939 |  | 100.0871 | 93:30 | 0 | 93:30 | 0 | 0 | 0 |  | 0 | 93:30 | 37.51 | 93:30 | -57.66 | 32.642 | 8.1605 |  | 54.8386 | 93:30 | 33.22 | 93:30 | 33.22 | 16.6554 | 4.1638 |  | 27.9811 | 93:30 | 0 | 93:30 | 0 | 0 | 0 |  | 0 | 93:30 | 101.62 | 93:30 | -29.12 | 44.6608 | 11.1652 |  | 75.0301 | 93:30 | 101.64 | 93:30 | -29.11 | 44.6542 | 11.1636 |  | 75.0191 | 93:30 | 101.62 | 93:30 | -29.12 | 44.6608 | 11.1652 |  | 75.0301
6.72 | 1.68 | 93:45 | 38.9 | 93:45 | -55.04 | 32.3135 | 8.0784 |  | 54.2866 | 93:45 | 0 | 93:45 | 0 | 0 | 0 |  | 0 | 93:45 | 0 | 93:45 | -91.64 | 0 | 0 |  | 0 | 93:45 | 55.15 | 93:45 | -71.5 | 59.5124 | 14.8781 |  | 99.9808 | 93:45 | 0 | 93:45 | 0 | 0 | 0 |  | 0 | 93:45 | 35.88 | 93:45 | -60.61 | 32.821 | 8.2053 |  | 55.1394 | 93:45 | 29.33 | 93:45 | 29.33 | 12.9831 | 3.2458 |  | 21.8117 | 93:45 | 29.3 | 93:45 | -52.24 | 23.1008 | 5.7752 |  | 38.8093 | 93:45 | 101.85 | 93:45 | -28.99 | 44.562 | 11.1405 |  | 74.8642 | 93:45 | 101.87 | 93:45 | -28.98 | 44.5554 | 11.1388 |  | 74.8531 | 93:45 | 101.85 | 93:45 | -28.99 | 44.562 | 11.1405 |  | 74.8642
6.72 | 1.68 | 94:00 | 38.7 | 94:00 | -55.41 | 32.3634 | 8.0909 | 32.4718 | 54.3706 | 94:00 | 0 | 94:00 | 0 | 0 | 0 | 0 | 0 | 94:00 | 0 | 94:00 | -92.55 | 0 | 0 | 49.1105 | 0 | 94:00 | 54.84 | 94:00 | -72.21 | 59.7655 | 14.9414 | 61.7267 | 100.406 | 94:00 | 0 | 94:00 | 0 | 0 | 0 | 8.2058 | 0 | 94:00 | 35.84 | 94:00 | -60.67 | 32.8169 | 8.2042 | 24.6154 | 55.1324 | 94:00 | 29.42 | 94:00 | 29.42 | 13.0629 | 3.2657 | 13.0541 | 21.9457 | 94:00 | 29.38 | 94:00 | -51.97 | 23.0441 | 5.761 | 23.0487 | 38.7141 | 94:00 | 100.78 | 94:00 | -29.57 | 44.9761 | 11.244 | 44.9312 | 75.5598 | 94:00 | 100.8 | 94:00 | -29.56 | 44.9698 | 11.2424 | 44.9249 | 75.5492 | 94:00 | 100.78 | 94:00 | -29.57 | 44.9761 | 11.244 | 44.9312 | 75.5598
6.72 | 1.68 | 94:15 | 38.17 | 94:15 | -56.42 | 32.5021 | 8.1255 |  | 54.6035 | 94:15 | 0 | 94:15 | 0 | 0 | 0 |  | 0 | 94:15 | 46.9 | 94:15 | -92.65 | 65.5804 | 16.3951 |  | 110.175 | 94:15 | 46.87 | 94:15 | -88.2 | 62.3906 | 15.5977 |  | 104.8162 | 94:15 | 0 | 94:15 | 0 | 0 | 0 |  | 0 | 94:15 | 35.84 | 94:15 | -60.68 | 32.8223 | 8.2056 |  | 55.1415 | 94:15 | 29.4 | 94:15 | 29.4 | 13.0452 | 3.2613 |  | 21.9159 | 94:15 | 29.36 | 94:15 | -52.03 | 23.055 | 5.7638 |  | 38.7324 | 94:15 | 100.94 | 94:15 | -29.49 | 44.9256 | 11.2314 |  | 75.475 | 94:15 | 100.96 | 94:15 | -29.48 | 44.9192 | 11.2298 |  | 75.4643 | 94:15 | 100.94 | 94:15 | -29.49 | 44.9256 | 11.2314 |  | 75.475
6.72 | 1.68 | 94:30 | 38.16 | 94:30 | -56.45 | 32.5108 | 8.1277 |  | 54.6182 | 94:30 | 0 | 94:30 | 0 | 0 | 0 |  | 0 | 94:30 | 46.78 | 94:30 | -92.74 | 65.4761 | 16.369 |  | 109.9999 | 94:30 | 46.76 | 94:30 | -88.39 | 62.3783 | 15.5946 |  | 104.7955 | 94:30 | 0 | 94:30 | 0 | 0 | 0 |  | 0 | 94:30 | 35.84 | 94:30 | -60.68 | 32.8223 | 8.2056 |  | 55.1415 | 94:30 | 29.39 | 94:30 | 29.39 | 13.0363 | 3.2591 |  | 21.901 | 94:30 | 29.34 | 94:30 | -52.08 | 23.0615 | 5.7654 |  | 38.7432 | 94:30 | 100.95 | 94:30 | -29.48 | 44.9148 | 11.2287 |  | 75.4569 | 94:30 | 100.97 | 94:30 | -29.47 | 44.9085 | 11.2271 |  | 75.4462 | 94:30 | 100.95 | 94:30 | -29.48 | 44.9148 | 11.2287 |  | 75.4569
6.72 | 1.68 | 94:45 | 38.14 | 94:45 | -56.48 | 32.5111 | 8.1278 |  | 54.6186 | 94:45 | 0 | 94:45 | 0 | 0 | 0 |  | 0 | 94:45 | 46.67 | 94:45 | -92.83 | 65.3856 | 16.3464 |  | 109.8477 | 94:45 | 46.65 | 94:45 | -88.59 | 62.3723 | 15.5931 |  | 104.7855 | 94:45 | 35.93 | 94:45 | -60.53 | 32.8234 | 8.2058 |  | 55.1433 | 94:45 | 0 | 94:45 | 0 | 0 | 0 |  | 0 | 94:45 | 29.43 | 94:45 | 29.43 | 13.0718 | 3.268 |  | 21.9607 | 94:45 | 29.39 | 94:45 | -51.93 | 23.0342 | 5.7586 |  | 38.6975 | 94:45 | 100.97 | 94:45 | -29.47 | 44.9085 | 11.2271 |  | 75.4462 | 94:45 | 100.99 | 94:45 | -29.46 | 44.9021 | 11.2255 |  | 75.4355 | 94:45 | 100.97 | 94:45 | -29.47 | 44.9085 | 11.2271 |  | 75.4462
6.72 | 1.68 | 95:00 | 38.02 | 95:00 | -56.72 | 32.5465 | 8.1366 | 32.5531 | 54.6781 | 95:00 | 0 | 95:00 | 0 | 0 | 0 | 0 | 0 | 95:00 | 46.94 | 95:00 | -92.24 | 65.3459 | 16.3365 | 65.2787 | 109.781 | 95:00 | 46.92 | 95:00 | -88.12 | 62.4005 | 15.6001 | 62.3865 | 104.8329 | 95:00 | 35.65 | 95:00 | -61.02 | 32.8312 | 8.2078 | 32.8299 | 55.1565 | 95:00 | 0 | 95:00 | 0 | 0 | 0 | 0 | 0 | 95:00 | 29.41 | 95:00 | 29.41 | 13.0541 | 3.2635 | 13.0319 | 21.9308 | 95:00 | 29.37 | 95:00 | -52.01 | 23.054 | 5.7635 | 23.0643 | 38.7307 | 95:00 | 101.48 | 95:00 | -29.2 | 44.7218 | 11.1804 | 44.6984 | 75.1326 | 95:00 | 101.5 | 95:00 | -29.18 | 44.6999 | 11.175 | 44.688 | 75.0959 | 95:00 | 101.48 | 95:00 | -29.2 | 44.7218 | 11.1804 | 44.6984 | 75.1326
6.72 | 1.68 | 95:15 | 37.99 | 95:15 | -56.77 | 32.5495 | 8.1374 |  | 54.6831 | 95:15 | 0 | 95:15 | 0 | 0 | 0 |  | 0 | 95:15 | 46.91 | 95:15 | -92.29 | 65.3395 | 16.3349 |  | 109.7703 | 95:15 | 46.89 | 95:15 | -88.17 | 62.396 | 15.599 |  | 104.8253 | 95:15 | 35.64 | 95:15 | -61.04 | 32.8328 | 8.2082 |  | 55.1591 | 95:15 | 0 | 95:15 | 0 | 0 | 0 |  | 0 | 95:15 | 29.39 | 95:15 | 29.39 | 13.0363 | 3.2591 |  | 21.901 | 95:15 | 29.35 | 95:15 | -52.05 | 23.056 | 5.764 |  | 38.7341 | 95:15 | 101.51 | 95:15 | -29.18 | 44.7043 | 11.1761 |  | 75.1033 | 95:15 | 101.53 | 95:15 | -29.17 | 44.6978 | 11.1745 |  | 75.0924 | 95:15 | 101.51 | 95:15 | -29.18 | 44.7043 | 11.1761 |  | 75.1033
6.72 | 1.68 | 95:30 | 37.97 | 95:30 | -56.81 | 32.5553 | 8.1388 |  | 54.6928 | 95:30 | 0 | 95:30 | 0 | 0 | 0 |  | 0 | 95:30 | 46.83 | 95:30 | -92.33 | 65.2563 | 16.3141 |  | 109.6306 | 95:30 | 46.8 | 95:30 | -88.31 | 62.3751 | 15.5938 |  | 104.7902 | 95:30 | 35.63 | 95:30 | -61.06 | 32.8343 | 8.2086 |  | 55.1617 | 95:30 | 0 | 95:30 | 0 | 0 | 0 |  | 0 | 95:30 | 29.38 | 95:30 | 29.38 | 13.0274 | 3.2569 |  | 21.8861 | 95:30 | 29.34 | 95:30 | -52.1 | 23.0703 | 5.7676 |  | 38.7581 | 95:30 | 101.54 | 95:30 | -29.16 | 44.6869 | 11.1717 |  | 75.074 | 95:30 | 101.56 | 95:30 | -29.15 | 44.6804 | 11.1701 |  | 75.063 | 95:30 | 101.54 | 95:30 | -29.16 | 44.6869 | 11.1717 |  | 75.074
6.72 | 1.68 | 95:45 | 37.95 | 95:45 | -56.85 | 32.561 | 8.1403 |  | 54.7025 | 95:45 | 0 | 95:45 | 0 | 0 | 0 |  | 0 | 95:45 | 46.75 | 95:45 | -92.37 | 65.1731 | 16.2933 |  | 109.4908 | 95:45 | 46.72 | 95:45 | -88.46 | 62.3743 | 15.5936 |  | 104.7888 | 95:45 | 35.61 | 95:45 | -61.07 | 32.8213 | 8.2053 |  | 55.1398 | 95:45 | 0 | 95:45 | 0 | 0 | 0 |  | 0 | 95:45 | 29.36 | 95:45 | 29.36 | 13.0097 | 3.2524 |  | 21.8563 | 95:45 | 29.32 | 95:45 | -52.15 | 23.0767 | 5.7692 |  | 38.7689 | 95:45 | 101.56 | 95:45 | -29.15 | 44.6804 | 11.1701 |  | 75.063 | 95:45 | 101.58 | 95:45 | -29.14 | 44.6739 | 11.1685 |  | 75.0521 | 95:45 | 101.56 | 95:45 | -29.15 | 44.6804 | 11.1701 |  | 75.063
6.72 | 1.68 | 96:00 | 37.9 | 96:00 | -56.93 | 32.5639 | 8.141 | 32.5147 | 54.7073 | 96:00 | 0 | 96:00 | 0 | 0 | 0 | 0 | 0 | 96:00 | 46.48 | 96:00 | -92.68 | 65.0141 | 16.2535 | 32.4861 | 109.2237 | 96:00 | 46.46 | 96:00 | -88.92 | 62.3497 | 15.5874 | 61.339 | 104.7475 | 96:00 | 35.72 | 96:00 | -60.88 | 32.8202 | 8.2051 | 32.8256 | 55.138 | 96:00 | 0 | 96:00 | 0 | 0 | 0 | 0 | 0 | 96:00 | 29.26 | 96:00 | 29.26 | 12.9212 | 3.2303 | 12.9014 | 21.7077 | 96:00 | 29.21 | 96:00 | -52.48 | 23.1356 | 5.7839 | 23.148 | 38.8678 | 96:00 | 100.56 | 96:00 | -29.7 | 45.0752 | 11.2688 | 45.0937 | 75.7263 | 96:00 | 100.58 | 96:00 | -29.69 | 45.069 | 11.2672 | 45.0875 | 75.7158 | 96:00 | 100.56 | 96:00 | -29.7 | 45.0752 | 11.2688 | 45.0937 | 75.7263
6.72 | 1.68 | 96:15 | 37.88 | 96:15 | -56.97 | 32.5696 | 8.1424 |  | 54.7169 | 96:15 | 0 | 96:15 | 0 | 0 | 0 |  | 0 | 96:15 | 46.39 | 96:15 | -92.74 | 64.9303 | 16.2326 |  | 109.0828 | 96:15 | 46.37 | 96:15 | -89.07 | 62.3339 | 15.5835 |  | 104.7209 | 96:15 | 35.72 | 96:15 | -60.89 | 32.8256 | 8.2064 |  | 55.1471 | 96:15 | 0 | 96:15 | 0 | 0 | 0 |  | 0 | 96:15 | 29.24 | 96:15 | 29.24 | 12.9036 | 3.2259 |  | 21.678 | 96:15 | 29.2 | 96:15 | -52.52 | 23.1453 | 5.7863 |  | 38.8841 | 96:15 | 100.57 | 96:15 | -29.69 | 45.0645 | 11.2661 |  | 75.7083 | 96:15 | 100.59 | 96:15 | -29.68 | 45.0583 | 11.2646 |  | 75.6979 | 96:15 | 100.57 | 96:15 | -29.69 | 45.0645 | 11.2661 |  | 75.7083
6.72 | 1.68 | 96:30 | 38.35 | 96:30 | -56.09 | 32.4643 | 8.1161 |  | 54.5401 | 96:30 | 0 | 96:30 | 0 | 0 | 0 |  | 0 | 96:30 | 0 | 96:30 | -92.8 | 0 | 0 |  | 0 | 96:30 | 54.02 | 96:30 | -74.03 | 60.3557 | 15.0889 |  | 101.3975 | 96:30 | 35.72 | 96:30 | -60.89 | 32.8256 | 8.2064 |  | 55.1471 | 96:30 | 0 | 96:30 | 0 | 0 | 0 |  | 0 | 96:30 | 29.23 | 96:30 | 29.23 | 12.8948 | 3.2237 |  | 21.6632 | 96:30 | 29.19 | 96:30 | -52.55 | 23.1506 | 5.7877 |  | 38.893 | 96:30 | 100.44 | 96:30 | -29.76 | 45.1123 | 11.2781 |  | 75.7887 | 96:30 | 100.46 | 96:30 | -29.75 | 45.1062 | 11.2765 |  | 75.7783 | 96:30 | 100.44 | 96:30 | -29.76 | 45.1123 | 11.2781 |  | 75.7887
6.72 | 1.68 | 96:45 | 38.36 | 96:45 | -56.07 | 32.4612 | 8.1153 |  | 54.5348 | 96:45 | 0 | 96:45 | 0 | 0 | 0 |  | 0 | 96:45 | 0 | 96:45 | -92.87 | 0 | 0 |  | 0 | 96:45 | 54.08 | 96:45 | -73.9 | 60.3166 | 15.0791 |  | 101.3319 | 96:45 | 35.72 | 96:45 | -60.9 | 32.831 | 8.2078 |  | 55.1561 | 96:45 | 0 | 96:45 | 0 | 0 | 0 |  | 0 | 96:45 | 29.22 | 96:45 | 29.22 | 12.8859 | 3.2215 |  | 21.6484 | 96:45 | 29.18 | 96:45 | -52.59 | 23.1603 | 5.7901 |  | 38.9093 | 96:45 | 100.43 | 96:45 | -29.77 | 45.123 | 11.2807 |  | 75.8066 | 96:45 | 100.45 | 96:45 | -29.76 | 45.1168 | 11.2792 |  | 75.7963 | 96:45 | 100.43 | 96:45 | -29.77 | 45.123 | 11.2807 |  | 75.8066
6.72 | 1.68 | 97:00 | 38.25 | 97:00 | -56.27 | 32.4836 | 8.1209 | 32.4836 | 54.5724 | 97:00 | 0 | 97:00 | 0 | 0 | 0 | 0 | 0 | 97:00 | 0 | 97:00 | -94.81 | 0 | 0 | 0 | 0 | 97:00 | 53.72 | 97:00 | -74.7 | 60.5637 | 15.1409 | 60.5772 | 101.747 | 97:00 | 35.62 | 97:00 | -61.07 | 32.8305 | 8.2076 | 32.8288 | 55.1552 | 97:00 | 0 | 97:00 | 0 | 0 | 0 | 0 | 0 | 97:00 | 28.75 | 97:00 | 28.75 | 12.4747 | 3.1187 | 12.4531 | 20.9576 | 97:00 | 28.71 | 97:00 | -54.02 | 23.4069 | 5.8517 | 23.4189 | 39.3235 | 97:00 | 99.64 | 97:00 | -30.19 | 45.3996 | 11.3499 | 45.4201 | 76.2714 | 97:00 | 99.66 | 97:00 | -30.18 | 45.3937 | 11.3484 | 45.4142 | 76.2614 | 97:00 | 99.64 | 97:00 | -30.19 | 45.3996 | 11.3499 | 45.4201 | 76.2714
6.72 | 1.68 | 97:15 | 38.25 | 97:15 | -56.27 | 32.4836 | 8.1209 |  | 54.5724 | 97:15 | 0 | 97:15 | 0 | 0 | 0 |  | 0 | 97:15 | 0 | 97:15 | 0 | 0 | 0 |  | 0 | 97:15 | 53.71 | 97:15 | -74.73 | 60.5767 | 15.1442 |  | 101.7689 | 97:15 | 35.61 | 97:15 | -61.08 | 32.8267 | 8.2067 |  | 55.1488 | 97:15 | 0 | 97:15 | 0 | 0 | 0 |  | 0 | 97:15 | 28.73 | 97:15 | 28.73 | 12.4574 | 3.1143 |  | 20.9284 | 97:15 | 28.69 | 97:15 | -54.07 | 23.4122 | 5.8531 |  | 39.3325 | 97:15 | 99.62 | 97:15 | -30.21 | 45.4206 | 11.3552 |  | 76.3066 | 97:15 | 99.64 | 97:15 | -30.2 | 45.4147 | 11.3537 |  | 76.2967 | 97:15 | 99.62 | 97:15 | -30.21 | 45.4206 | 11.3552 |  | 76.3066
6.72 | 1.68 | 97:30 | 38.25 | 97:30 | -56.27 | 32.4836 | 8.1209 |  | 54.5724 | 97:30 | 0 | 97:30 | 0 | 0 | 0 |  | 0 | 97:30 | 0 | 97:30 | 0 | 0 | 0 |  | 0 | 97:30 | 53.7 | 97:30 | -74.75 | 60.5817 | 15.1454 |  | 101.7772 | 97:30 | 35.6 | 97:30 | -61.1 | 32.8282 | 8.207 |  | 55.1513 | 97:30 | 0 | 97:30 | 0 | 0 | 0 |  | 0 | 97:30 | 28.72 | 97:30 | 28.72 | 12.4487 | 3.1122 |  | 20.9138 | 97:30 | 28.68 | 97:30 | -54.12 | 23.4257 | 5.8564 |  | 39.3552 | 97:30 | 99.59 | 97:30 | -30.22 | 45.422 | 11.3555 |  | 76.3089 | 97:30 | 99.61 | 97:30 | -30.21 | 45.416 | 11.354 |  | 76.299 | 97:30 | 99.59 | 97:30 | -30.22 | 45.422 | 11.3555 |  | 76.3089
6.72 | 1.68 | 97:45 | 38.25 | 97:45 | -56.27 | 32.4836 | 8.1209 |  | 54.5724 | 97:45 | 0 | 97:45 | 0 | 0 | 0 |  | 0 | 97:45 | 0 | 97:45 | 0 | 0 | 0 |  | 0 | 97:45 | 53.69 | 97:45 | -74.77 | 60.5866 | 15.1466 |  | 101.7855 | 97:45 | 35.59 | 97:45 | -61.12 | 32.8297 | 8.2074 |  | 55.1539 | 97:45 | 0 | 97:45 | 0 | 0 | 0 |  | 0 | 97:45 | 28.7 | 97:45 | 28.7 | 12.4314 | 3.1078 |  | 20.8847 | 97:45 | 28.66 | 97:45 | -54.17 | 23.431 | 5.8577 |  | 39.3641 | 97:45 | 99.56 | 97:45 | -30.24 | 45.4383 | 11.3596 |  | 76.3364 | 97:45 | 99.58 | 97:45 | -30.23 | 45.4324 | 11.3581 |  | 76.3265 | 97:45 | 99.56 | 97:45 | -30.24 | 45.4383 | 11.3596 |  | 76.3364
6.72 | 1.68 | 98:00 | 37.89 | 98:00 | -56.95 | 32.5667 | 8.1417 | 32.571 | 54.7121 | 98:00 | 0 | 98:00 | 0 | 0 | 0 | 0 | 0 | 98:00 | 0 | 98:00 | 0 | 0 | 0 | 0 | 0 | 98:00 | 53.62 | 98:00 | -74.91 | 60.6209 | 15.1552 | 60.6274 | 101.8431 | 98:00 | 35.62 | 98:00 | -61.06 | 32.8251 | 8.2063 | 32.749 | 55.1462 | 98:00 | 0 | 98:00 | 0 | 0 | 0 | 0 | 0 | 98:00 | 28.27 | 98:00 | 28.27 | 12.0617 | 3.0154 | 15.2774 | 20.2636 | 98:00 | 28.23 | 98:00 | -55.45 | 23.6248 | 5.9062 | 5.9062 | 39.6897 | 98:00 | 99.64 | 98:00 | -30.19 | 45.3996 | 11.3499 | 45.5421 | 76.2714 | 98:00 | 99.66 | 98:00 | -30.18 | 45.3937 | 11.3484 | 45.5363 | 76.2614 | 98:00 | 99.64 | 98:00 | -30.19 | 45.3996 | 11.3499 | 45.5421 | 76.2714
6.72 | 1.68 | 98:15 | 37.9 | 98:15 | -56.94 | 32.5696 | 8.1424 |  | 54.7169 | 98:15 | 0 | 98:15 | 0 | 0 | 0 |  | 0 | 98:15 | 0 | 98:15 | 0 | 0 | 0 |  | 0 | 98:15 | 53.63 | 98:15 | -74.9 | 60.6241 | 15.156 |  | 101.8485 | 98:15 | 37.04 | 98:15 | -58.54 | 32.725 | 8.1812 |  | 54.978 | 98:15 | 0 | 98:15 | 0 | 0 | 0 |  | 0 | 98:15 | 32.95 | 98:15 | 32.95 | 16.3858 | 4.0964 |  | 27.5281 | 98:15 | 0 | 98:15 | 0 | 0 | 0 |  | 0 | 98:15 | 99.17 | 98:15 | -30.45 | 45.5746 | 11.3937 |  | 76.5654 | 98:15 | 99.19 | 98:15 | -30.44 | 45.5689 | 11.3922 |  | 76.5557 | 98:15 | 99.17 | 98:15 | -30.45 | 45.5746 | 11.3937 |  | 76.5654
6.72 | 1.68 | 98:30 | 37.89 | 98:30 | -56.96 | 32.5724 | 8.1431 |  | 54.7217 | 98:30 | 0 | 98:30 | 0 | 0 | 0 |  | 0 | 98:30 | 0 | 98:30 | 0 | 0 | 0 |  | 0 | 98:30 | 53.61 | 98:30 | -74.93 | 60.6258 | 15.1564 |  | 101.8513 | 98:30 | 37.03 | 98:30 | -58.55 | 32.7217 | 8.1804 |  | 54.9725 | 98:30 | 0 | 98:30 | 0 | 0 | 0 |  | 0 | 98:30 | 32.89 | 98:30 | 32.89 | 16.3261 | 4.0815 |  | 27.4279 | 98:30 | 0 | 98:30 | 0 | 0 | 0 |  | 0 | 98:30 | 99.13 | 98:30 | -30.47 | 45.5862 | 11.3965 |  | 76.5848 | 98:30 | 99.15 | 98:30 | -30.46 | 45.5804 | 11.3951 |  | 76.5751 | 98:30 | 99.13 | 98:30 | -30.47 | 45.5862 | 11.3965 |  | 76.5848
6.72 | 1.68 | 98:45 | 37.88 | 98:45 | -56.98 | 32.5753 | 8.1438 |  | 54.7265 | 98:45 | 0 | 98:45 | 0 | 0 | 0 |  | 0 | 98:45 | 0 | 98:45 | 0 | 0 | 0 |  | 0 | 98:45 | 53.6 | 98:45 | -74.96 | 60.6387 | 15.1597 |  | 101.873 | 98:45 | 37.02 | 98:45 | -58.57 | 32.7241 | 8.181 |  | 54.9764 | 98:45 | 0 | 98:45 | 0 | 0 | 0 |  | 0 | 98:45 | 32.9 | 98:45 | 32.9 | 16.3361 | 4.084 |  | 27.4446 | 98:45 | 0 | 98:45 | 0 | 0 | 0 |  | 0 | 98:45 | 99.08 | 98:45 | -30.5 | 45.608 | 11.402 |  | 76.6215 | 98:45 | 99.1 | 98:45 | -30.49 | 45.6023 | 11.4006 |  | 76.6119 | 98:45 | 99.08 | 98:45 | -30.5 | 45.608 | 11.402 |  | 76.6215
6.72 | 1.68 | 99:00 | 37.58 | 99:00 | -57.53 | 32.6292 | 8.1573 | 32.632 | 54.8171 | 99:00 | 0 | 99:00 | 0 | 0 | 0 | 0 | 0 | 99:00 | 0 | 99:00 | 0 | 0 | 0 | 0 | 0 | 99:00 | 53.36 | 99:00 | -75.48 | 60.786 | 15.1965 | 60.81 | 102.1204 | 99:00 | 36.67 | 99:00 | -59.19 | 32.7578 | 8.1895 | 24.5715 | 55.0331 | 99:00 | 0 | 99:00 | 0 | 0 | 0 | 0 | 0 | 99:00 | 32.89 | 99:00 | 32.89 | 16.3261 | 4.0815 | 16.6396 | 27.4279 | 99:00 | 0 | 99:00 | 0 | 0 | 0 | 0 | 0 | 99:00 | 97.53 | 99:00 | -31.34 | 46.131 | 11.5327 | 46.3268 | 77.5001 | 99:00 | 97.55 | 99:00 | -31.33 | 46.1257 | 11.5314 | 46.3218 | 77.4912 | 99:00 | 97.53 | 99:00 | -31.34 | 46.131 | 11.5327 | 46.3268 | 77.5001
6.72 | 1.68 | 99:15 | 37.57 | 99:15 | -57.56 | 32.6376 | 8.1594 |  | 54.8311 | 99:15 | 0 | 99:15 | 0 | 0 | 0 |  | 0 | 99:15 | 0 | 99:15 | 0 | 0 | 0 |  | 0 | 99:15 | 53.32 | 99:15 | -75.56 | 60.8048 | 15.2012 |  | 102.152 | 99:15 | 36.65 | 99:15 | -59.23 | 32.7621 | 8.1905 |  | 55.0403 | 99:15 | 0 | 99:15 | 0 | 0 | 0 |  | 0 | 99:15 | 32.89 | 99:15 | 32.89 | 16.3261 | 4.0815 |  | 27.4279 | 99:15 | 0 | 99:15 | 0 | 0 | 0 |  | 0 | 99:15 | 97.46 | 99:15 | -31.37 | 46.142 | 11.5355 |  | 77.5186 | 99:15 | 97.48 | 99:15 | -31.36 | 46.1368 | 11.5342 |  | 77.5098 | 99:15 | 97.46 | 99:15 | -31.37 | 46.142 | 11.5355 |  | 77.5186
6.72 | 1.68 | 99:30 | 37.55 | 99:30 | -57.59 | 32.6372 | 8.1593 |  | 54.8305 | 99:30 | 0 | 99:30 | 0 | 0 | 0 |  | 0 | 99:30 | 0 | 99:30 | 0 | 0 | 0 |  | 0 | 99:30 | 53.28 | 99:30 | -75.65 | 60.8315 | 15.2079 |  | 102.197 | 99:30 | 36.63 | 99:30 | -59.27 | 32.7663 | 8.1916 |  | 55.0474 | 99:30 | 0 | 99:30 | 0 | 0 | 0 |  | 0 | 99:30 | 32.9 | 99:30 | 32.9 | 16.3361 | 4.084 |  | 27.4446 | 99:30 | 0 | 99:30 | 0 | 0 | 0 |  | 0 | 99:30 | 96.88 | 99:30 | -31.68 | 46.3207 | 11.5802 |  | 77.8187 | 99:30 | 96.9 | 99:30 | -31.67 | 46.3156 | 11.5789 |  | 77.8102 | 99:30 | 96.88 | 99:30 | -31.68 | 46.3207 | 11.5802 |  | 77.8187
6.72 | 1.68 | 99:45 | 37.6 | 99:45 | -57.49 | 32.6239 | 8.156 |  | 54.8081 | 99:45 | 0 | 99:45 | 0 | 0 | 0 |  | 0 | 99:45 | 0 | 99:45 | 0 | 0 | 0 |  | 0 | 99:45 | 53.31 | 99:45 | -75.59 | 60.8175 | 15.2044 |  | 102.1734 | 99:45 | 0 | 99:45 | 0 | 0 | 0 |  | 0 | 99:45 | 0 | 99:45 | 0 | 0 | 0 |  | 0 | 99:45 | 34.12 | 99:45 | 34.12 | 17.5701 | 4.3925 |  | 29.5177 | 99:45 | 0 | 99:45 | 0 | 0 | 0 |  | 0 | 99:45 | 95.56 | 99:45 | -32.39 | 46.7135 | 11.6784 |  | 78.4787 | 99:45 | 95.58 | 99:45 | -32.38 | 46.7089 | 11.6772 |  | 78.4709 | 99:45 | 95.56 | 99:45 | -32.39 | 46.7135 | 11.6784 |  | 78.4787
6.72 | 1.68 | 100:00 | 0 | 100:00 | 0 | 0 | 0 | 0 | 0 | 100:00 | 0 | 100:00 | 0 | 0 | 0 | 0 | 0 | 100:00 | 0 | 100:00 | 0 | 0 | 0 | 0 | 0 | 100:00 | 54 | 100:00 | -74.09 | 60.3822 | 15.0956 | 60.4026 | 101.4421 | 100:00 | 0 | 100:00 | 0 | 0 | 0 | 0 | 0 | 100:00 | 0 | 100:00 | 0 | 0 | 0 | 0 | 0 | 100:00 | 34.01 | 100:00 | 34.01 | 17.457 | 4.3642 | 17.4647 | 29.3277 | 100:00 | 0 | 100:00 | 0 | 0 | 0 | 0 | 0 | 100:00 | 94.76 | 100:00 | -32.82 | 46.9374 | 11.7344 | 46.9812 | 78.8549 | 100:00 | 94.78 | 100:00 | -32.81 | 46.933 | 11.7333 | 46.9769 | 78.8475 | 100:00 | 94.76 | 100:00 | -32.82 | 46.9374 | 11.7344 | 46.9812 | 78.8549
6.72 | 1.68 | 100:15 | 0 | 100:15 | 0 | 0 | 0 |  | 0 | 100:15 | 0 | 100:15 | 0 | 0 | 0 |  | 0 | 100:15 | 0 | 100:15 | 0 | 0 | 0 |  | 0 | 100:15 | 53.97 | 100:15 | -74.14 | 60.3894 | 15.0973 |  | 101.4542 | 100:15 | 0 | 100:15 | 0 | 0 | 0 |  | 0 | 100:15 | 0 | 100:15 | 0 | 0 | 0 |  | 0 | 100:15 | 34.01 | 100:15 | 34.01 | 17.457 | 4.3642 |  | 29.3277 | 100:15 | 0 | 100:15 | 0 | 0 | 0 |  | 0 | 100:15 | 94.64 | 100:15 | -32.88 | 46.9637 | 11.7409 |  | 78.899 | 100:15 | 94.66 | 100:15 | -32.87 | 46.9593 | 11.7398 |  | 78.8917 | 100:15 | 94.64 | 100:15 | -32.88 | 46.9637 | 11.7409 |  | 78.899
6.72 | 1.68 | 100:30 | 0 | 100:30 | 0 | 0 | 0 |  | 0 | 100:30 | 0 | 100:30 | 0 | 0 | 0 |  | 0 | 100:30 | 0 | 100:30 | 0 | 0 | 0 |  | 0 | 100:30 | 53.95 | 100:30 | -74.2 | 60.4159 | 15.104 |  | 101.4987 | 100:30 | 0 | 100:30 | 0 | 0 | 0 |  | 0 | 100:30 | 0 | 100:30 | 0 | 0 | 0 |  | 0 | 100:30 | 34.02 | 100:30 | 34.02 | 17.4672 | 4.3668 |  | 29.345 | 100:30 | 0 | 100:30 | 0 | 0 | 0 |  | 0 | 100:30 | 94.51 | 100:30 | -32.95 | 46.999 | 11.7498 |  | 78.9584 | 100:30 | 94.53 | 100:30 | -32.94 | 46.9947 | 11.7487 |  | 78.9511 | 100:30 | 94.51 | 100:30 | -32.95 | 46.999 | 11.7498 |  | 78.9584
6.72 | 1.68 | 100:45 | 0 | 100:45 | 0 | 0 | 0 |  | 0 | 100:45 | 0 | 100:45 | 0 | 0 | 0 |  | 0 | 100:45 | 0 | 100:45 | 0 | 0 | 0 |  | 0 | 100:45 | 53.92 | 100:45 | -74.25 | 60.423 | 15.1057 |  | 101.5106 | 100:45 | 0 | 100:45 | 0 | 0 | 0 |  | 0 | 100:45 | 0 | 100:45 | 0 | 0 | 0 |  | 0 | 100:45 | 34.03 | 100:45 | 34.03 | 17.4775 | 4.3694 |  | 29.3622 | 100:45 | 0 | 100:45 | 0 | 0 | 0 |  | 0 | 100:45 | 94.39 | 100:45 | -33.01 | 47.0248 | 11.7562 |  | 79.0017 | 100:45 | 94.41 | 100:45 | -33 | 47.0205 | 11.7551 |  | 78.9945 | 100:45 | 94.39 | 100:45 | -33.01 | 47.0248 | 11.7562 |  | 79.0017
6.72 | 1.68 | 101:00 | 0 | 101:00 | 0 | 0 | 0 | 0 | 0 | 101:00 | 0 | 101:00 | 0 | 0 | 0 | 0 | 0 | 101:00 | 0 | 101:00 | 0 | 0 | 0 | 0 | 0 | 101:00 | 0 | 101:00 | 0 | 0 | 0 | 0 | 0 | 101:00 | 0 | 101:00 | 0 | 0 | 0 | 0 | 0 | 101:00 | 0 | 101:00 | 0 | 0 | 0 | 0 | 0 | 101:00 | 34.38 | 101:00 | 34.38 | 17.8389 | 4.4597 | 17.87 | 29.9693 | 101:00 | 0 | 101:00 | 0 | 0 | 0 | 0 | 0 | 101:00 | 94.67 | 101:00 | -32.87 | 46.9643 | 11.7411 | 47.013 | 78.9 | 101:00 | 94.68 | 101:00 | -32.86 | 46.955 | 11.7387 | 47.0075 | 78.8843 | 101:00 | 94.67 | 101:00 | -32.87 | 46.9643 | 11.7411 | 47.013 | 78.9
6.72 | 1.68 | 101:15 | 0 | 101:15 | 0 | 0 | 0 |  | 0 | 101:15 | 0 | 101:15 | 0 | 0 | 0 |  | 0 | 101:15 | 0 | 101:15 | 0 | 0 | 0 |  | 0 | 101:15 | 0 | 101:15 | 0 | 0 | 0 |  | 0 | 101:15 | 0 | 101:15 | 0 | 0 | 0 |  | 0 | 101:15 | 0 | 101:15 | 0 | 0 | 0 |  | 0 | 101:15 | 34.4 | 101:15 | 34.4 | 17.8596 | 4.4649 |  | 30.0042 | 101:15 | 0 | 101:15 | 0 | 0 | 0 |  | 0 | 101:15 | 94.52 | 101:15 | -32.94 | 46.9897 | 11.7474 |  | 78.9427 | 101:15 | 94.54 | 101:15 | -32.93 | 46.9854 | 11.7464 |  | 78.9355 | 101:15 | 94.52 | 101:15 | -32.94 | 46.9897 | 11.7474 |  | 78.9427
6.72 | 1.68 | 101:30 | 0 | 101:30 | 0 | 0 | 0 |  | 0 | 101:30 | 0 | 101:30 | 0 | 0 | 0 |  | 0 | 101:30 | 0 | 101:30 | 0 | 0 | 0 |  | 0 | 101:30 | 0 | 101:30 | 0 | 0 | 0 |  | 0 | 101:30 | 0 | 101:30 | 0 | 0 | 0 |  | 0 | 101:30 | 0 | 101:30 | 0 | 0 | 0 |  | 0 | 101:30 | 34.42 | 101:30 | 34.42 | 17.8804 | 4.4701 |  | 30.0391 | 101:30 | 0 | 101:30 | 0 | 0 | 0 |  | 0 | 101:30 | 94.38 | 101:30 | -33.02 | 47.0341 | 11.7585 |  | 79.0173 | 101:30 | 94.4 | 101:30 | -33.01 | 47.0298 | 11.7575 |  | 79.0101 | 101:30 | 94.38 | 101:30 | -33.02 | 47.0341 | 11.7585 |  | 79.0173
6.72 | 1.68 | 101:45 | 0 | 101:45 | 0 | 0 | 0 |  | 0 | 101:45 | 0 | 101:45 | 0 | 0 | 0 |  | 0 | 101:45 | 0 | 101:45 | 0 | 0 | 0 |  | 0 | 101:45 | 0 | 101:45 | 0 | 0 | 0 |  | 0 | 101:45 | 0 | 101:45 | 0 | 0 | 0 |  | 0 | 101:45 | 0 | 101:45 | 0 | 0 | 0 |  | 0 | 101:45 | 34.44 | 101:45 | 34.44 | 17.9012 | 4.4753 |  | 30.074 | 101:45 | 0 | 101:45 | 0 | 0 | 0 |  | 0 | 101:45 | 94.24 | 101:45 | -33.09 | 47.0639 | 11.766 |  | 79.0673 | 101:45 | 94.26 | 101:45 | -33.08 | 47.0596 | 11.7649 |  | 79.0602 | 101:45 | 94.24 | 101:45 | -33.09 | 47.0639 | 11.766 |  | 79.0673
6.72 | 1.68 | 102:00 | 0 | 102:00 | 0 | 0 | 0 | 0 | 0 | 102:00 | 0 | 102:00 | 0 | 0 | 0 | 0 | 0 | 102:00 | 0 | 102:00 | 0 | 0 | 0 | 0 | 0 | 102:00 | 0 | 102:00 | 0 | 0 | 0 | 0 | 0 | 102:00 | 0 | 102:00 | 0 | 0 | 0 | 0 | 0 | 102:00 | 0 | 102:00 | 0 | 0 | 0 | 0 | 0 | 102:00 | 34.45 | 102:00 | 34.45 | 17.9116 | 4.4779 | 17.935 | 30.0915 | 102:00 | 0 | 102:00 | 0 | 0 | 0 | 0 | 0 | 102:00 | 93.83 | 102:00 | -33.31 | 47.1707 | 11.7927 | 47.2259 | 79.2467 | 102:00 | 93.84 | 102:00 | -33.3 | 47.1615 | 11.7904 | 47.2206 | 79.2314 | 102:00 | 93.83 | 102:00 | -33.31 | 47.1707 | 11.7927 | 47.2259 | 79.2467
6.72 | 1.68 | 102:15 | 0 | 102:15 | 0 | 0 | 0 |  | 0 | 102:15 | 0 | 102:15 | 0 | 0 | 0 |  | 0 | 102:15 | 0 | 102:15 | 0 | 0 | 0 |  | 0 | 102:15 | 0 | 102:15 | 0 | 0 | 0 |  | 0 | 102:15 | 0 | 102:15 | 0 | 0 | 0 |  | 0 | 102:15 | 0 | 102:15 | 0 | 0 | 0 |  | 0 | 102:15 | 34.46 | 102:15 | 34.46 | 17.922 | 4.4805 |  | 30.1089 | 102:15 | 0 | 102:15 | 0 | 0 | 0 |  | 0 | 102:15 | 93.68 | 102:15 | -33.39 | 47.2084 | 11.8021 |  | 79.3101 | 102:15 | 93.7 | 102:15 | -33.38 | 47.2043 | 11.8011 |  | 79.3032 | 102:15 | 93.68 | 102:15 | -33.39 | 47.2084 | 11.8021 |  | 79.3101
6.72 | 1.68 | 102:30 | 0 | 102:30 | 0 | 0 | 0 |  | 0 | 102:30 | 0 | 102:30 | 0 | 0 | 0 |  | 0 | 102:30 | 0 | 102:30 | 0 | 0 | 0 |  | 0 | 102:30 | 0 | 102:30 | 0 | 0 | 0 |  | 0 | 102:30 | 0 | 102:30 | 0 | 0 | 0 |  | 0 | 102:30 | 0 | 102:30 | 0 | 0 | 0 |  | 0 | 102:30 | 34.48 | 102:30 | 34.48 | 17.9428 | 4.4857 |  | 30.1439 | 102:30 | 0 | 102:30 | 0 | 0 | 0 |  | 0 | 102:30 | 93.54 | 102:30 | -33.47 | 47.2508 | 11.8127 |  | 79.3813 | 102:30 | 93.56 | 102:30 | -33.46 | 47.2467 | 11.8117 |  | 79.3745 | 102:30 | 93.54 | 102:30 | -33.47 | 47.2508 | 11.8127 |  | 79.3813
6.72 | 1.68 | 102:45 | 0 | 102:45 | 0 | 0 | 0 |  | 0 | 102:45 | 0 | 102:45 | 0 | 0 | 0 |  | 0 | 102:45 | 0 | 102:45 | 0 | 0 | 0 |  | 0 | 102:45 | 0 | 102:45 | 0 | 0 | 0 |  | 0 | 102:45 | 0 | 102:45 | 0 | 0 | 0 |  | 0 | 102:45 | 0 | 102:45 | 0 | 0 | 0 |  | 0 | 102:45 | 34.5 | 102:45 | 34.5 | 17.9636 | 4.4909 |  | 30.1789 | 102:45 | 0 | 102:45 | 0 | 0 | 0 |  | 0 | 102:45 | 93.39 | 102:45 | -33.54 | 47.2736 | 11.8184 |  | 79.4197 | 102:45 | 93.41 | 102:45 | -33.53 | 47.2697 | 11.8174 |  | 79.413 | 102:45 | 93.39 | 102:45 | -33.54 | 47.2736 | 11.8184 |  | 79.4197
10.94 | 2.735 | 103:00 | 0 | 103:00 | 0 | 0 | 0 | 7.9382 | 0 | 103:00 | 0 | 103:00 | 0 | 0 | 0 | 0 | 0 | 103:00 | 0 | 103:00 | 0 | 0 | 0 | 0 | 0 | 103:00 | 55.97 | 103:00 | -69.6 | 58.7923 | 14.6981 | 58.8706 | 160.7968 | 103:00 | 0 | 103:00 | 0 | 0 | 0 | 0 | 0 | 103:00 | 38.18 | 103:00 | -56.41 | 32.5048 | 8.1262 | 32.5079 | 88.9007 | 103:00 | 33.15 | 103:00 | 33.15 | 16.5853 | 4.1463 | 16.6028 | 45.3607 | 103:00 | 0 | 103:00 | 0 | 0 | 0 | 0 | 0 | 103:00 | 96.85 | 103:00 | -31.7 | 46.3356 | 11.5839 | 46.3065 | 126.7278 | 103:00 | 96.87 | 103:00 | -31.69 | 46.3305 | 11.5826 | 46.3015 | 126.714 | 103:00 | 96.85 | 103:00 | -31.7 | 46.3356 | 11.5839 | 46.3065 | 126.7278
10.94 | 2.735 | 103:15 | 0 | 103:15 | 0 | 0 | 0 |  | 0 | 103:15 | 0 | 103:15 | 0 | 0 | 0 |  | 0 | 103:15 | 0 | 103:15 | 0 | 0 | 0 |  | 0 | 103:15 | 56.02 | 103:15 | -69.51 | 58.7687 | 14.6922 |  | 160.7324 | 103:15 | 0 | 103:15 | 0 | 0 | 0 |  | 0 | 103:15 | 38.17 | 103:15 | -56.42 | 32.5021 | 8.1255 |  | 88.8931 | 103:15 | 33.17 | 103:15 | 33.17 | 16.6053 | 4.1513 |  | 45.4155 | 103:15 | 0 | 103:15 | 0 | 0 | 0 |  | 0 | 103:15 | 96.79 | 103:15 | -31.73 | 46.3507 | 11.5877 |  | 126.7691 | 103:15 | 96.81 | 103:15 | -31.72 | 46.3457 | 11.5864 |  | 126.7554 | 103:15 | 96.79 | 103:15 | -31.73 | 46.3507 | 11.5877 |  | 126.7691
10.94 | 2.735 | 103:30 | 0 | 103:30 | 0 | 0 | 0 |  | 0 | 103:30 | 0 | 103:30 | 0 | 0 | 0 |  | 0 | 103:30 | 0 | 103:30 | 0 | 0 | 0 |  | 0 | 103:30 | 56.06 | 103:30 | -69.41 | 58.726 | 14.6815 |  | 160.6157 | 103:30 | 0 | 103:30 | 0 | 0 | 0 |  | 0 | 103:30 | 38.17 | 103:30 | -56.43 | 32.5078 | 8.127 |  | 88.9089 | 103:30 | 33.18 | 103:30 | 33.18 | 16.6153 | 4.1538 |  | 45.4429 | 103:30 | 0 | 103:30 | 0 | 0 | 0 |  | 0 | 103:30 | 97.08 | 103:30 | -31.58 | 46.2698 | 11.5674 |  | 126.5479 | 103:30 | 97.1 | 103:30 | -31.57 | 46.2647 | 11.5662 |  | 126.5339 | 103:30 | 97.08 | 103:30 | -31.58 | 46.2698 | 11.5674 |  | 126.5479
10.94 | 2.735 | 103:45 | 40.39 | 103:45 | -52.09 | 31.7529 | 7.9382 |  | 86.8443 | 103:45 | 0 | 103:45 | 0 | 0 | 0 |  | 0 | 103:45 | 0 | 103:45 | 0 | 0 | 0 |  | 0 | 103:45 | 55.54 | 103:45 | -70.62 | 59.1956 | 14.7989 |  | 161.8999 | 103:45 | 0 | 103:45 | 0 | 0 | 0 |  | 0 | 103:45 | 38.12 | 103:45 | -56.52 | 32.517 | 8.1293 |  | 88.934 | 103:45 | 33.17 | 103:45 | 33.17 | 16.6053 | 4.1513 |  | 45.4155 | 103:45 | 0 | 103:45 | 0 | 0 | 0 |  | 0 | 103:45 | 97.05 | 103:45 | -31.59 | 46.2701 | 11.5675 |  | 126.5488 | 103:45 | 97.07 | 103:45 | -31.58 | 46.265 | 11.5663 |  | 126.5348 | 103:45 | 97.05 | 103:45 | -31.59 | 46.2701 | 11.5675 |  | 126.5488
10.94 | 2.735 | 104:00 | 40.88 | 104:00 | -51.08 | 31.515 | 7.8788 | 31.6808 | 86.1935 | 104:00 | 0 | 104:00 | 0 | 0 | 0 | 0 | 0 | 104:00 | 0 | 104:00 | 0 | 0 | 0 | 16.703 | 0 | 104:00 | 56.02 | 104:00 | -69.5 | 58.7602 | 14.6901 | 60.5674 | 160.7093 | 104:00 | 0 | 104:00 | 0 | 0 | 0 | 0 | 0 | 104:00 | 38.29 | 104:00 | -56.2 | 32.4771 | 8.1193 | 32.4802 | 88.8249 | 104:00 | 33.26 | 104:00 | 33.26 | 16.6955 | 4.1739 | 16.7156 | 45.6623 | 104:00 | 0 | 104:00 | 0 | 0 | 0 | 0 | 0 | 104:00 | 99.72 | 104:00 | -30.15 | 45.3759 | 11.344 | 45.3189 | 124.1031 | 104:00 | 99.74 | 104:00 | -30.14 | 45.3699 | 11.3425 | 45.3129 | 124.0868 | 104:00 | 99.72 | 104:00 | -30.15 | 45.3759 | 11.344 | 45.3189 | 124.1031
10.94 | 2.735 | 104:15 | 40.89 | 104:15 | -51.07 | 31.5165 | 7.8791 |  | 86.1978 | 104:15 | 0 | 104:15 | 0 | 0 | 0 |  | 0 | 104:15 | 0 | 104:15 | 0 | 0 | 0 |  | 0 | 104:15 | 56.1 | 104:15 | -69.31 | 58.6833 | 14.6708 |  | 160.4988 | 104:15 | 0 | 104:15 | 0 | 0 | 0 |  | 0 | 104:15 | 38.29 | 104:15 | -56.2 | 32.4771 | 8.1193 |  | 88.8249 | 104:15 | 33.28 | 104:15 | 33.28 | 16.7156 | 4.1789 |  | 45.7172 | 104:15 | 0 | 104:15 | 0 | 0 | 0 |  | 0 | 104:15 | 99.74 | 104:15 | -30.14 | 45.3699 | 11.3425 |  | 124.0868 | 104:15 | 99.76 | 104:15 | -30.13 | 45.364 | 11.341 |  | 124.0705 | 104:15 | 99.74 | 104:15 | -30.14 | 45.3699 | 11.3425 |  | 124.0868
10.94 | 2.735 | 104:30 | 40.17 | 104:30 | -52.52 | 31.8407 | 7.9602 |  | 87.0842 | 104:30 | 0 | 104:30 | 0 | 0 | 0 |  | 0 | 104:30 | 48.35 | 104:30 | 0 | 0 | 0 |  | 0 | 104:30 | 48.32 | 104:30 | -85.58 | 62.4101 | 15.6025 |  | 170.6916 | 104:30 | 0 | 104:30 | 0 | 0 | 0 |  | 0 | 104:30 | 38.27 | 104:30 | -56.24 | 32.4832 | 8.1208 |  | 88.8417 | 104:30 | 33.28 | 104:30 | 33.28 | 16.7156 | 4.1789 |  | 45.7172 | 104:30 | 0 | 104:30 | 0 | 0 | 0 |  | 0 | 104:30 | 100.02 | 104:30 | -29.99 | 45.2709 | 11.3177 |  | 123.8159 | 104:30 | 100.04 | 104:30 | -29.98 | 45.2648 | 11.3162 |  | 123.7993 | 104:30 | 100.02 | 104:30 | -29.99 | 45.2709 | 11.3177 |  | 123.8159
10.94 | 2.735 | 104:45 | 40.16 | 104:45 | -52.55 | 31.8509 | 7.9627 |  | 87.1123 | 104:45 | 0 | 104:45 | 0 | 0 | 0 |  | 0 | 104:45 | 48.26 | 104:45 | -91.73 | 66.812 | 16.703 |  | 182.7308 | 104:45 | 48.24 | 104:45 | -85.73 | 62.416 | 15.604 |  | 170.7077 | 104:45 | 0 | 104:45 | 0 | 0 | 0 |  | 0 | 104:45 | 38.27 | 104:45 | -56.24 | 32.4832 | 8.1208 |  | 88.8417 | 104:45 | 33.3 | 104:45 | 33.3 | 16.7357 | 4.1839 |  | 45.7722 | 104:45 | 0 | 104:45 | 0 | 0 | 0 |  | 0 | 104:45 | 100.06 | 104:45 | -29.97 | 45.2588 | 11.3147 |  | 123.7828 | 104:45 | 100.08 | 104:45 | -29.96 | 45.2527 | 11.3132 |  | 123.7662 | 104:45 | 100.06 | 104:45 | -29.97 | 45.2588 | 11.3147 |  | 123.7828
10.94 | 2.735 | 105:00 | 40.26 | 105:00 | -52.35 | 31.8087 | 7.9522 | 31.8196 | 86.9968 | 105:00 | 0 | 105:00 | 0 | 0 | 0 | 0 | 0 | 105:00 | 48.29 | 105:00 | -91.57 | 66.7369 | 16.6842 | 66.7104 | 182.5254 | 105:00 | 48.26 | 105:00 | -85.68 | 62.4054 | 15.6014 | 62.4139 | 170.6789 | 105:00 | 0 | 105:00 | 0 | 0 | 0 | 0 | 0 | 105:00 | 38.41 | 105:00 | -55.98 | 32.4514 | 8.1128 | 32.447 | 88.7545 | 105:00 | 33.32 | 105:00 | 33.32 | 16.7558 | 4.189 | 16.781 | 45.8272 | 105:00 | 0 | 105:00 | 0 | 0 | 0 | 0 | 0 | 105:00 | 100.1 | 105:00 | -29.95 | 45.2467 | 11.3117 | 45.2239 | 123.7496 | 105:00 | 100.12 | 105:00 | -29.94 | 45.2406 | 11.3101 | 45.2178 | 123.733 | 105:00 | 100.1 | 105:00 | -29.95 | 45.2467 | 11.3117 | 45.2239 | 123.7496
10.94 | 2.735 | 105:15 | 40.25 | 105:15 | -52.38 | 31.819 | 7.9548 |  | 87.0251 | 105:15 | 0 | 105:15 | 0 | 0 | 0 |  | 0 | 105:15 | 48.31 | 105:15 | -91.59 | 66.7791 | 16.6948 |  | 182.6409 | 105:15 | 48.29 | 105:15 | -85.64 | 62.4151 | 15.6038 |  | 170.7052 | 105:15 | 0 | 105:15 | 0 | 0 | 0 |  | 0 | 105:15 | 38.41 | 105:15 | -55.98 | 32.4514 | 8.1128 |  | 88.7545 | 105:15 | 33.34 | 105:15 | 33.34 | 16.7759 | 4.194 |  | 45.8822 | 105:15 | 0 | 105:15 | 0 | 0 | 0 |  | 0 | 105:15 | 100.13 | 105:15 | -29.93 | 45.23 | 11.3075 |  | 123.704 | 105:15 | 100.15 | 105:15 | -29.92 | 45.2239 | 11.306 |  | 123.6874 | 105:15 | 100.13 | 105:15 | -29.93 | 45.23 | 11.3075 |  | 123.704
10.94 | 2.735 | 105:30 | 40.24 | 105:30 | -52.4 | 31.8233 | 7.9558 |  | 87.0367 | 105:30 | 0 | 105:30 | 0 | 0 | 0 |  | 0 | 105:30 | 48.24 | 105:30 | -91.61 | 66.6969 | 16.6742 |  | 182.4161 | 105:30 | 48.22 | 105:30 | -85.77 | 62.4192 | 15.6048 |  | 170.7165 | 105:30 | 0 | 105:30 | 0 | 0 | 0 |  | 0 | 105:30 | 38.41 | 105:30 | -55.97 | 32.4456 | 8.1114 |  | 88.7386 | 105:30 | 33.35 | 105:30 | 33.35 | 16.786 | 4.1965 |  | 45.9097 | 105:30 | 0 | 105:30 | 0 | 0 | 0 |  | 0 | 105:30 | 100.17 | 105:30 | -29.91 | 45.2178 | 11.3045 |  | 123.6708 | 105:30 | 100.19 | 105:30 | -29.9 | 45.2117 | 11.3029 |  | 123.6541 | 105:30 | 100.17 | 105:30 | -29.91 | 45.2178 | 11.3045 |  | 123.6708
10.94 | 2.735 | 105:45 | 40.23 | 105:45 | -52.42 | 31.8275 | 7.9569 |  | 87.0482 | 105:45 | 0 | 105:45 | 0 | 0 | 0 |  | 0 | 105:45 | 48.18 | 105:45 | -91.63 | 66.6285 | 16.6571 |  | 182.229 | 105:45 | 48.15 | 105:45 | -85.89 | 62.4158 | 15.604 |  | 170.7072 | 105:45 | 0 | 105:45 | 0 | 0 | 0 |  | 0 | 105:45 | 38.41 | 105:45 | -55.96 | 32.4398 | 8.1099 |  | 88.7227 | 105:45 | 33.37 | 105:45 | 33.37 | 16.8061 | 4.2015 |  | 45.9648 | 105:45 | 0 | 105:45 | 0 | 0 | 0 |  | 0 | 105:45 | 100.2 | 105:45 | -29.89 | 45.2011 | 11.3003 |  | 123.6251 | 105:45 | 100.22 | 105:45 | -29.88 | 45.195 | 11.2988 |  | 123.6084 | 105:45 | 100.2 | 105:45 | -29.89 | 45.2011 | 11.3003 |  | 123.6251
27.68 | 6.92 | 106:00 | 39.68 | 106:00 | -53.51 | 32.0451 | 8.0113 | 32.0606 | 221.7524 | 106:00 | 0 | 106:00 | 0 | 0 | 0 | 0 | 0 | 106:00 | 46.98 | 106:00 | -92.72 | 65.7419 | 16.4355 | 65.5834 | 454.9338 | 106:00 | 46.95 | 106:00 | -88.05 | 62.3908 | 15.5977 | 62.3772 | 431.7444 | 106:00 | 0 | 106:00 | 0 | 0 | 0 | 0 | 0 | 106:00 | 38.09 | 106:00 | -56.59 | 32.5317 | 8.1329 | 32.5362 | 225.1191 | 106:00 | 33.13 | 106:00 | 33.13 | 16.5653 | 4.1413 | 16.5653 | 114.6317 | 106:00 | 0 | 106:00 | 0 | 0 | 0 | 0 | 0 | 106:00 | 112.05 | 106:00 | -23.32 | 39.4363 | 9.8591 | 39.3651 | 272.8991 | 106:00 | 112.07 | 106:00 | -23.31 | 39.4264 | 9.8566 | 39.3518 | 272.8308 | 106:00 | 0 | 106:00 | 0 | 0 | 0 | 0 | 0
27.68 | 6.92 | 106:15 | 39.65 | 106:15 | -53.57 | 32.0568 | 8.0142 |  | 221.8332 | 106:15 | 0 | 106:15 | 0 | 0 | 0 |  | 0 | 106:15 | 46.85 | 106:15 | -92.82 | 65.6307 | 16.4077 |  | 454.1642 | 106:15 | 46.83 | 106:15 | -88.27 | 62.3868 | 15.5967 |  | 431.7169 | 106:15 | 0 | 106:15 | 0 | 0 | 0 |  | 0 | 106:15 | 38.07 | 106:15 | -56.62 | 32.5318 | 8.133 |  | 225.1202 | 106:15 | 33.13 | 106:15 | 33.13 | 16.5653 | 4.1413 |  | 114.6317 | 106:15 | 0 | 106:15 | 0 | 0 | 0 |  | 0 | 106:15 | 112.13 | 106:15 | -23.28 | 39.3968 | 9.8492 |  | 272.6255 | 106:15 | 112.15 | 106:15 | -23.26 | 39.3699 | 9.8425 |  | 272.4399 | 106:15 | 0 | 106:15 | 0 | 0 | 0 |  | 0
27.68 | 6.92 | 106:30 | 39.62 | 106:30 | -53.63 | 32.0684 | 8.0171 |  | 221.9136 | 106:30 | 0 | 106:30 | 0 | 0 | 0 |  | 0 | 106:30 | 46.73 | 106:30 | -92.92 | 65.5331 | 16.3833 |  | 453.489 | 106:30 | 46.71 | 106:30 | -88.48 | 62.375 | 15.5938 |  | 431.6351 | 106:30 | 0 | 106:30 | 0 | 0 | 0 |  | 0 | 106:30 | 38.05 | 106:30 | -56.66 | 32.5377 | 8.1344 |  | 225.1609 | 106:30 | 33.13 | 106:30 | 33.13 | 16.5653 | 4.1413 |  | 114.6317 | 106:30 | 0 | 106:30 | 0 | 0 | 0 |  | 0 | 106:30 | 112.21 | 106:30 | -23.23 | 39.3402 | 9.835 |  | 272.2341 | 106:30 | 112.24 | 106:30 | -23.22 | 39.3338 | 9.8334 |  | 272.1897 | 106:30 | 0 | 106:30 | 0 | 0 | 0 |  | 0
27.68 | 6.92 | 106:45 | 39.58 | 106:45 | -53.69 | 32.0719 | 8.018 |  | 221.9376 | 106:45 | 0 | 106:45 | 0 | 0 | 0 |  | 0 | 106:45 | 46.61 | 106:45 | -93.01 | 65.4281 | 16.357 |  | 452.7625 | 106:45 | 46.58 | 106:45 | -88.7 | 62.3561 | 15.589 |  | 431.504 | 106:45 | 0 | 106:45 | 0 | 0 | 0 |  | 0 | 106:45 | 38.03 | 106:45 | -56.7 | 32.5436 | 8.1359 |  | 225.2014 | 106:45 | 33.13 | 106:45 | 33.13 | 16.5653 | 4.1413 |  | 114.6317 | 106:45 | 0 | 106:45 | 0 | 0 | 0 |  | 0 | 106:45 | 112.3 | 106:45 | -23.18 | 39.287 | 9.8217 |  | 271.866 | 106:45 | 112.32 | 106:45 | -23.17 | 39.277 | 9.8193 |  | 271.7971 | 106:45 | 0 | 106:45 | 0 | 0 | 0 |  | 0
27.68 | 6.92 | 107:00 | 39.27 | 107:00 | -54.31 | 32.1882 | 8.047 | 32.026 | 222.7422 | 107:00 | 0 | 107:00 | 0 | 0 | 0 | 0 | 0 | 107:00 | 46.08 | 107:00 | -93.79 | 65.2266 | 16.3066 | 16.3066 | 451.368 | 107:00 | 46.06 | 107:00 | -89.61 | 62.2925 | 15.5731 | 60.6975 | 431.0644 | 107:00 | 0 | 107:00 | 0 | 0 | 0 | 0 | 0 | 107:00 | 37.96 | 107:00 | -56.82 | 32.5524 | 8.1381 | 32.5234 | 225.2626 | 107:00 | 33.08 | 107:00 | 33.08 | 16.5153 | 4.1288 | 16.6305 | 114.2859 | 107:00 | 0 | 107:00 | 0 | 0 | 0 | 0 | 0 | 107:00 | 111.48 | 107:00 | -23.65 | 39.7909 | 9.9477 | 42.9017 | 275.353 | 107:00 | 111.5 | 107:00 | -23.63 | 39.7644 | 9.9411 | 42.89 | 275.1695 | 107:00 | 0 | 107:00 | 0 | 0 | 0 | 22.9764 | 0
27.68 | 6.92 | 107:15 | 39.86 | 107:15 | -53.15 | 31.9739 | 7.9935 |  | 221.2597 | 107:15 | 0 | 107:15 | 0 | 0 | 0 |  | 0 | 107:15 | 0 | 107:15 | -93.93 | 0 | 0 |  | 0 | 107:15 | 54.27 | 107:15 | -73.47 | 60.1763 | 15.0441 |  | 416.42 | 107:15 | 0 | 107:15 | 0 | 0 | 0 |  | 0 | 107:15 | 37.97 | 107:15 | -56.79 | 32.5438 | 8.1359 |  | 225.203 | 107:15 | 33.1 | 107:15 | 33.1 | 16.5353 | 4.1338 |  | 114.4242 | 107:15 | 0 | 107:15 | 0 | 0 | 0 |  | 0 | 107:15 | 111.25 | 107:15 | -23.77 | 39.9103 | 9.9776 |  | 276.1792 | 107:15 | 111.27 | 107:15 | -23.76 | 39.9007 | 9.9752 |  | 276.1126 | 107:15 | 0 | 107:15 | 0 | 0 | 0 |  | 0
27.68 | 6.92 | 107:30 | 39.88 | 107:30 | -53.12 | 31.9719 | 7.993 |  | 221.2458 | 107:30 | 0 | 107:30 | 0 | 0 | 0 |  | 0 | 107:30 | 0 | 107:30 | -94.07 | 0 | 0 |  | 0 | 107:30 | 54.31 | 107:30 | -73.4 | 60.1633 | 15.0408 |  | 416.3299 | 107:30 | 0 | 107:30 | 0 | 0 | 0 |  | 0 | 107:30 | 38.21 | 107:30 | -56.35 | 32.4958 | 8.1239 |  | 224.8706 | 107:30 | 33.29 | 107:30 | 33.29 | 16.7257 | 4.1814 |  | 115.7416 | 107:30 | 0 | 107:30 | 0 | 0 | 0 |  | 0 | 107:30 | 98.06 | 107:30 | -31.05 | 45.9525 | 11.4881 |  | 317.9913 | 107:30 | 98.08 | 107:30 | -31.04 | 45.9471 | 11.4868 |  | 317.9537 | 107:30 | 98.06 | 107:30 | -31.05 | 45.9525 | 11.4881 |  | 317.9913
27.68 | 6.92 | 107:45 | 39.87 | 107:45 | -53.13 | 31.9699 | 7.9925 |  | 221.2319 | 107:45 | 0 | 107:45 | 0 | 0 | 0 |  | 0 | 107:45 | 0 | 107:45 | 0 | 0 | 0 |  | 0 | 107:45 | 54.32 | 107:45 | -73.38 | 60.158 | 15.0395 |  | 416.2931 | 107:45 | 0 | 107:45 | 0 | 0 | 0 |  | 0 | 107:45 | 38.21 | 107:45 | -56.36 | 32.5015 | 8.1254 |  | 224.9105 | 107:45 | 33.31 | 107:45 | 33.31 | 16.7458 | 4.1864 |  | 115.8807 | 107:45 | 0 | 107:45 | 0 | 0 | 0 |  | 0 | 107:45 | 98.03 | 107:45 | -31.06 | 45.9532 | 11.4883 |  | 317.9964 | 107:45 | 98.05 | 107:45 | -31.05 | 45.9478 | 11.487 |  | 317.9589 | 107:45 | 98.03 | 107:45 | -31.06 | 45.9532 | 11.4883 |  | 317.9964
27.68 | 6.92 | 108:00 | 39.52 | 108:00 | -53.81 | 32.0949 | 8.0237 | 32.1109 | 222.0965 | 108:00 | 0 | 108:00 | 0 | 0 | 0 | 0 | 0 | 108:00 | 0 | 108:00 | 0 | 0 | 0 | 0 | 0 | 108:00 | 53.99 | 108:00 | -74.11 | 60.3873 | 15.0968 | 60.4234 | 417.8803 | 108:00 | 0 | 108:00 | 0 | 0 | 0 | 0 | 0 | 108:00 | 37.59 | 108:00 | -57.51 | 32.6266 | 8.1566 | 32.6345 | 225.7758 | 108:00 | 33.18 | 108:00 | 33.18 | 16.6153 | 4.1538 | 16.6028 | 114.9779 | 108:00 | 0 | 108:00 | 0 | 0 | 0 | 0 | 0 | 108:00 | 96.64 | 108:00 | -31.81 | 46.3955 | 11.5989 | 46.4214 | 321.0571 | 108:00 | 96.66 | 108:00 | -31.8 | 46.3906 | 11.5976 | 46.4165 | 321.0226 | 108:00 | 96.64 | 108:00 | -31.81 | 46.3955 | 11.5989 | 46.4214 | 321.0571
27.68 | 6.92 | 108:15 | 39.51 | 108:15 | -53.85 | 32.1106 | 8.0276 |  | 222.2053 | 108:15 | 0 | 108:15 | 0 | 0 | 0 |  | 0 | 108:15 | 0 | 108:15 | 0 | 0 | 0 |  | 0 | 108:15 | 53.95 | 108:15 | -74.19 | 60.4077 | 15.1019 |  | 418.0214 | 108:15 | 0 | 108:15 | 0 | 0 | 0 |  | 0 | 108:15 | 37.57 | 108:15 | -57.55 | 32.6319 | 8.158 |  | 225.8127 | 108:15 | 33.16 | 108:15 | 33.16 | 16.5953 | 4.1488 |  | 114.8394 | 108:15 | 0 | 108:15 | 0 | 0 | 0 |  | 0 | 108:15 | 96.59 | 108:15 | -31.84 | 46.4153 | 11.6038 |  | 321.1937 | 108:15 | 96.61 | 108:15 | -31.83 | 46.4103 | 11.6026 |  | 321.1593 | 108:15 | 96.59 | 108:15 | -31.84 | 46.4153 | 11.6038 |  | 321.1937
27.68 | 6.92 | 108:30 | 39.49 | 108:30 | -53.89 | 32.1182 | 8.0295 |  | 222.2578 | 108:30 | 0 | 108:30 | 0 | 0 | 0 |  | 0 | 108:30 | 0 | 108:30 | 0 | 0 | 0 |  | 0 | 108:30 | 53.92 | 108:30 | -74.27 | 60.4392 | 15.1098 |  | 418.2395 | 108:30 | 0 | 108:30 | 0 | 0 | 0 |  | 0 | 108:30 | 37.55 | 108:30 | -57.59 | 32.6372 | 8.1593 |  | 225.8493 | 108:30 | 33.16 | 108:30 | 33.16 | 16.5953 | 4.1488 |  | 114.8394 | 108:30 | 0 | 108:30 | 0 | 0 | 0 |  | 0 | 108:30 | 96.54 | 108:30 | -31.87 | 46.435 | 11.6087 |  | 321.3299 | 108:30 | 96.56 | 108:30 | -31.86 | 46.43 | 11.6075 |  | 321.2956 | 108:30 | 96.54 | 108:30 | -31.87 | 46.435 | 11.6087 |  | 321.3299
27.68 | 6.92 | 108:45 | 39.47 | 108:45 | -53.92 | 32.1198 | 8.0299 |  | 222.2689 | 108:45 | 0 | 108:45 | 0 | 0 | 0 |  | 0 | 108:45 | 0 | 108:45 | 0 | 0 | 0 |  | 0 | 108:45 | 53.88 | 108:45 | -74.35 | 60.4595 | 15.1149 |  | 418.3794 | 108:45 | 0 | 108:45 | 0 | 0 | 0 |  | 0 | 108:45 | 37.53 | 108:45 | -57.63 | 32.6425 | 8.1606 |  | 225.8858 | 108:45 | 33.17 | 108:45 | 33.17 | 16.6053 | 4.1513 |  | 114.9086 | 108:45 | 0 | 108:45 | 0 | 0 | 0 |  | 0 | 108:45 | 96.49 | 108:45 | -31.89 | 46.44 | 11.61 |  | 321.365 | 108:45 | 96.51 | 108:45 | -31.88 | 46.4351 | 11.6088 |  | 321.3308 | 108:45 | 96.49 | 108:45 | -31.89 | 46.44 | 11.61 |  | 321.365
27.68 | 6.92 | 109:00 | 39.26 | 109:00 | -54.33 | 32.1918 | 8.048 | 32.2069 | 222.7675 | 109:00 | 0 | 109:00 | 0 | 0 | 0 | 0 | 0 | 109:00 | 0 | 109:00 | 0 | 0 | 0 | 0 | 0 | 109:00 | 53.84 | 109:00 | -74.44 | 60.4877 | 15.1219 | 60.5204 | 418.5749 | 109:00 | 0 | 109:00 | 0 | 0 | 0 | 0 | 0 | 109:00 | 37.33 | 109:00 | -58 | 32.677 | 8.1692 | 32.6826 | 226.1246 | 109:00 | 33.3 | 109:00 | 33.3 | 16.7357 | 4.1839 | 16.7357 | 115.8111 | 109:00 | 0 | 109:00 | 0 | 0 | 0 | 0 | 0 | 109:00 | 96.35 | 109:00 | -31.97 | 46.489 | 11.6222 | 46.5073 | 321.7037 | 109:00 | 96.37 | 109:00 | -31.96 | 46.4841 | 11.621 | 46.5024 | 321.6699 | 109:00 | 96.35 | 109:00 | -31.97 | 46.489 | 11.6222 | 46.5073 | 321.7037
27.68 | 6.92 | 109:15 | 39.23 | 109:15 | -54.39 | 32.2028 | 8.0507 |  | 222.8431 | 109:15 | 0 | 109:15 | 0 | 0 | 0 |  | 0 | 109:15 | 0 | 109:15 | 0 | 0 | 0 |  | 0 | 109:15 | 53.8 | 109:15 | -74.52 | 60.5077 | 15.1269 |  | 418.7134 | 109:15 | 0 | 109:15 | 0 | 0 | 0 |  | 0 | 109:15 | 37.3 | 109:15 | -58.05 | 32.6788 | 8.1697 |  | 226.1376 | 109:15 | 33.29 | 109:15 | 33.29 | 16.7257 | 4.1814 |  | 115.7416 | 109:15 | 0 | 109:15 | 0 | 0 | 0 |  | 0 | 109:15 | 96.3 | 109:15 | -31.99 | 46.4939 | 11.6235 |  | 321.7379 | 109:15 | 96.32 | 109:15 | -31.98 | 46.489 | 11.6223 |  | 321.7042 | 109:15 | 96.3 | 109:15 | -31.99 | 46.4939 | 11.6235 |  | 321.7379
27.68 | 6.92 | 109:30 | 39.21 | 109:30 | -54.43 | 32.21 | 8.0525 |  | 222.8933 | 109:30 | 0 | 109:30 | 0 | 0 | 0 |  | 0 | 109:30 | 0 | 109:30 | 0 | 0 | 0 |  | 0 | 109:30 | 53.76 | 109:30 | -74.6 | 60.5276 | 15.1319 |  | 418.8513 | 109:30 | 0 | 109:30 | 0 | 0 | 0 |  | 0 | 109:30 | 37.27 | 109:30 | -58.11 | 32.6863 | 8.1716 |  | 226.1893 | 109:30 | 33.3 | 109:30 | 33.3 | 16.7357 | 4.1839 |  | 115.8111 | 109:30 | 0 | 109:30 | 0 | 0 | 0 |  | 0 | 109:30 | 96.25 | 109:30 | -32.02 | 46.5134 | 11.6283 |  | 321.8725 | 109:30 | 96.27 | 109:30 | -32.01 | 46.5085 | 11.6271 |  | 321.8388 | 109:30 | 96.25 | 109:30 | -32.02 | 46.5134 | 11.6283 |  | 321.8725
27.68 | 6.92 | 109:45 | 39.19 | 109:45 | -54.48 | 32.2232 | 8.0558 |  | 222.9842 | 109:45 | 0 | 109:45 | 0 | 0 | 0 |  | 0 | 109:45 | 0 | 109:45 | 0 | 0 | 0 |  | 0 | 109:45 | 53.73 | 109:45 | -74.68 | 60.5587 | 15.1397 |  | 419.0665 | 109:45 | 0 | 109:45 | 0 | 0 | 0 |  | 0 | 109:45 | 37.24 | 109:45 | -58.16 | 32.6881 | 8.172 |  | 226.2017 | 109:45 | 33.31 | 109:45 | 33.31 | 16.7458 | 4.1864 |  | 115.8807 | 109:45 | 0 | 109:45 | 0 | 0 | 0 |  | 0 | 109:45 | 96.2 | 109:45 | -32.05 | 46.5328 | 11.6332 |  | 322.0067 | 109:45 | 96.22 | 109:45 | -32.04 | 46.5279 | 11.632 |  | 321.9731 | 109:45 | 96.2 | 109:45 | -32.05 | 46.5328 | 11.6332 |  | 322.0067
27.68 | 6.92 | 110:00 | 39.96 | 110:00 | -52.95 | 31.9335 | 7.9834 | 31.9376 | 220.9801 | 110:00 | 0 | 110:00 | 0 | 0 | 0 | 0 | 0 | 110:00 | 0 | 110:00 | 0 | 0 | 0 | 0 | 0 | 110:00 | 54.04 | 110:00 | -73.99 | 60.3454 | 15.0863 | 60.3461 | 417.59 | 110:00 | 0 | 110:00 | 0 | 0 | 0 | 16.3104 | 0 | 110:00 | 0 | 110:00 | 0 | 0 | 0 | 0 | 0 | 110:00 | 34.56 | 110:00 | 34.56 | 18.0262 | 4.5065 | 17.4011 | 124.741 | 110:00 | 0 | 110:00 | 0 | 0 | 0 | 0 | 0 | 110:00 | 97.15 | 110:00 | -31.54 | 46.2445 | 11.5611 | 46.1367 | 320.012 | 110:00 | 97.17 | 110:00 | -31.53 | 46.2394 | 11.5598 | 46.1315 | 319.9764 | 110:00 | 97.15 | 110:00 | -31.54 | 46.2445 | 11.5611 | 46.1367 | 320.012
27.68 | 6.92 | 110:15 | 39.97 | 110:15 | -52.94 | 31.9355 | 7.9839 |  | 220.9937 | 110:15 | 0 | 110:15 | 0 | 0 | 0 |  | 0 | 110:15 | 0 | 110:15 | 0 | 0 | 0 |  | 0 | 110:15 | 54.05 | 110:15 | -73.97 | 60.3402 | 15.0851 |  | 417.5544 | 110:15 | 0 | 110:15 | 0 | 0 | 0 |  | 0 | 110:15 | 0 | 110:15 | 0 | 0 | 0 |  | 0 | 110:15 | 34.57 | 110:15 | 34.57 | 18.0366 | 4.5091 |  | 124.8132 | 110:15 | 0 | 110:15 | 0 | 0 | 0 |  | 0 | 110:15 | 97.1 | 110:15 | -31.57 | 46.2647 | 11.5662 |  | 320.1515 | 110:15 | 97.12 | 110:15 | -31.56 | 46.2595 | 11.5649 |  | 320.116 | 110:15 | 97.1 | 110:15 | -31.57 | 46.2647 | 11.5662 |  | 320.1515
27.68 | 6.92 | 110:30 | 39.95 | 110:30 | -52.98 | 31.9436 | 7.9859 |  | 221.05 | 110:30 | 0 | 110:30 | 0 | 0 | 0 |  | 0 | 110:30 | 0 | 110:30 | 0 | 0 | 0 |  | 0 | 110:30 | 54.04 | 110:30 | -74 | 60.3535 | 15.0884 |  | 417.6465 | 110:30 | 37.69 | 110:30 | -57.35 | 32.6223 | 8.1556 |  | 225.7466 | 110:30 | 0 | 110:30 | 0 | 0 | 0 |  | 0 | 110:30 | 33.33 | 110:30 | 33.33 | 16.7659 | 4.1915 |  | 116.0199 | 110:30 | 0 | 110:30 | 0 | 0 | 0 |  | 0 | 110:30 | 97.87 | 110:30 | -31.15 | 46.0112 | 11.5028 |  | 318.3973 | 110:30 | 97.89 | 110:30 | -31.14 | 46.0058 | 11.5015 |  | 318.3601 | 110:30 | 97.87 | 110:30 | -31.15 | 46.0112 | 11.5028 |  | 318.3973
27.68 | 6.92 | 110:45 | 39.95 | 110:45 | -52.97 | 31.9376 | 7.9844 |  | 221.0083 | 110:45 | 0 | 110:45 | 0 | 0 | 0 |  | 0 | 110:45 | 0 | 110:45 | 0 | 0 | 0 |  | 0 | 110:45 | 54.04 | 110:45 | -73.99 | 60.3454 | 15.0863 |  | 417.59 | 110:45 | 37.66 | 110:45 | -57.39 | 32.6191 | 8.1548 |  | 225.7243 | 110:45 | 0 | 110:45 | 0 | 0 | 0 |  | 0 | 110:45 | 33.34 | 110:45 | 33.34 | 16.7759 | 4.194 |  | 116.0895 | 110:45 | 0 | 110:45 | 0 | 0 | 0 |  | 0 | 110:45 | 97.84 | 110:45 | -31.17 | 46.0266 | 11.5067 |  | 318.5041 | 110:45 | 97.86 | 110:45 | -31.16 | 46.0212 | 11.5053 |  | 318.467 | 110:45 | 97.84 | 110:45 | -31.17 | 46.0266 | 11.5067 |  | 318.5041
27.68 | 6.92 | 111:00 | 39.89 | 111:00 | -53.08 | 31.9559 | 7.989 | 31.9574 | 221.1346 | 111:00 | 0 | 111:00 | 0 | 0 | 0 | 0 | 0 | 111:00 | 0 | 111:00 | 0 | 0 | 0 | 0 | 0 | 111:00 | 54.11 | 111:00 | -73.84 | 60.301 | 15.0753 | 60.2819 | 417.2833 | 111:00 | 37.67 | 111:00 | -57.37 | 32.6164 | 8.1541 | 32.6188 | 225.7055 | 111:00 | 0 | 111:00 | 0 | 0 | 0 | 0 | 0 | 111:00 | 33.36 | 111:00 | 33.36 | 16.7961 | 4.199 | 16.8112 | 116.2288 | 111:00 | 0 | 111:00 | 0 | 0 | 0 | 0 | 0 | 111:00 | 98.3 | 111:00 | -30.92 | 45.8721 | 11.468 | 45.8827 | 317.435 | 111:00 | 98.32 | 111:00 | -30.91 | 45.8666 | 11.4666 | 45.8772 | 317.3969 | 111:00 | 98.3 | 111:00 | -30.92 | 45.8721 | 11.468 | 45.8827 | 317.435
27.68 | 6.92 | 111:15 | 39.89 | 111:15 | -53.08 | 31.9559 | 7.989 |  | 221.1346 | 111:15 | 0 | 111:15 | 0 | 0 | 0 |  | 0 | 111:15 | 0 | 111:15 | 0 | 0 | 0 |  | 0 | 111:15 | 54.13 | 111:15 | -73.8 | 60.2907 | 15.0727 |  | 417.2114 | 111:15 | 37.65 | 111:15 | -57.4 | 32.6161 | 8.154 |  | 225.7037 | 111:15 | 0 | 111:15 | 0 | 0 | 0 |  | 0 | 111:15 | 33.37 | 111:15 | 33.37 | 16.8061 | 4.2015 |  | 116.2985 | 111:15 | 0 | 111:15 | 0 | 0 | 0 |  | 0 | 111:15 | 98.28 | 111:15 | -30.93 | 45.8776 | 11.4694 |  | 317.473 | 111:15 | 98.3 | 111:15 | -30.92 | 45.8721 | 11.468 |  | 317.435 | 111:15 | 98.28 | 111:15 | -30.93 | 45.8776 | 11.4694 |  | 317.473
27.68 | 6.92 | 111:30 | 39.89 | 111:30 | -53.08 | 31.9559 | 7.989 |  | 221.1346 | 111:30 | 0 | 111:30 | 0 | 0 | 0 |  | 0 | 111:30 | 0 | 111:30 | 0 | 0 | 0 |  | 0 | 111:30 | 54.14 | 111:30 | -73.76 | 60.2691 | 15.0673 |  | 417.0623 | 111:30 | 37.63 | 111:30 | -57.44 | 32.6215 | 8.1554 |  | 225.741 | 111:30 | 0 | 111:30 | 0 | 0 | 0 |  | 0 | 111:30 | 33.38 | 111:30 | 33.38 | 16.8162 | 4.2041 |  | 116.3682 | 111:30 | 0 | 111:30 | 0 | 0 | 0 |  | 0 | 111:30 | 98.27 | 111:30 | -30.94 | 45.8878 | 11.4719 |  | 317.5433 | 111:30 | 98.29 | 111:30 | -30.93 | 45.8823 | 11.4706 |  | 317.5053 | 111:30 | 98.27 | 111:30 | -30.94 | 45.8878 | 11.4719 |  | 317.5433
27.68 | 6.92 | 111:45 | 39.89 | 111:45 | -53.09 | 31.9619 | 7.9905 |  | 221.1763 | 111:45 | 0 | 111:45 | 0 | 0 | 0 |  | 0 | 111:45 | 0 | 111:45 | 0 | 0 | 0 |  | 0 | 111:45 | 54.16 | 111:45 | -73.73 | 60.2669 | 15.0667 |  | 417.0466 | 111:45 | 37.61 | 111:45 | -57.47 | 32.6212 | 8.1553 |  | 225.7388 | 111:45 | 0 | 111:45 | 0 | 0 | 0 |  | 0 | 111:45 | 33.39 | 111:45 | 33.39 | 16.8263 | 4.2066 |  | 116.438 | 111:45 | 0 | 111:45 | 0 | 0 | 0 |  | 0 | 111:45 | 98.25 | 111:45 | -30.95 | 45.8933 | 11.4733 |  | 317.5813 | 111:45 | 98.27 | 111:45 | -30.94 | 45.8878 | 11.4719 |  | 317.5433 | 111:45 | 98.25 | 111:45 | -30.95 | 45.8933 | 11.4733 |  | 317.5813
27.68 | 6.92 | 112:00 | 39.76 | 112:00 | -53.35 | 32.0137 | 8.0034 | 32.0167 | 221.5351 | 112:00 | 0 | 112:00 | 0 | 0 | 0 | 0 | 0 | 112:00 | 0 | 112:00 | 0 | 0 | 0 | 0 | 0 | 112:00 | 54.12 | 112:00 | -73.82 | 60.2959 | 15.074 | 60.2892 | 417.2473 | 112:00 | 37.78 | 112:00 | -57.17 | 32.5976 | 8.1494 | 32.5953 | 225.5755 | 112:00 | 0 | 112:00 | 0 | 0 | 0 | 0 | 0 | 112:00 | 33.35 | 112:00 | 33.35 | 16.786 | 4.1965 | 16.7936 | 116.1591 | 112:00 | 0 | 112:00 | 0 | 0 | 0 | 0 | 0 | 112:00 | 98.08 | 112:00 | -31.04 | 45.9471 | 11.4868 | 45.9564 | 317.9537 | 112:00 | 98.1 | 112:00 | -31.03 | 45.9416 | 11.4854 | 45.951 | 317.9161 | 112:00 | 98.08 | 112:00 | -31.04 | 45.9471 | 11.4868 | 45.9564 | 317.9537
27.68 | 6.92 | 112:15 | 39.75 | 112:15 | -53.37 | 32.0177 | 8.0044 |  | 221.5624 | 112:15 | 0 | 112:15 | 0 | 0 | 0 |  | 0 | 112:15 | 0 | 112:15 | 0 | 0 | 0 |  | 0 | 112:15 | 54.12 | 112:15 | -73.81 | 60.2877 | 15.0719 |  | 417.1908 | 112:15 | 37.76 | 112:15 | -57.19 | 32.5918 | 8.1479 |  | 225.5349 | 112:15 | 0 | 112:15 | 0 | 0 | 0 |  | 0 | 112:15 | 33.35 | 112:15 | 33.35 | 16.786 | 4.1965 |  | 116.1591 | 112:15 | 0 | 112:15 | 0 | 0 | 0 |  | 0 | 112:15 | 98.06 | 112:15 | -31.05 | 45.9525 | 11.4881 |  | 317.9913 | 112:15 | 98.08 | 112:15 | -31.04 | 45.9471 | 11.4868 |  | 317.9537 | 112:15 | 98.06 | 112:15 | -31.05 | 45.9525 | 11.4881 |  | 317.9913
27.68 | 6.92 | 112:30 | 39.74 | 112:30 | -53.38 | 32.0156 | 8.0039 |  | 221.5482 | 112:30 | 0 | 112:30 | 0 | 0 | 0 |  | 0 | 112:30 | 0 | 112:30 | 0 | 0 | 0 |  | 0 | 112:30 | 54.13 | 112:30 | -73.8 | 60.2907 | 15.0727 |  | 417.2114 | 112:30 | 37.75 | 112:30 | -57.21 | 32.5945 | 8.1486 |  | 225.5541 | 112:30 | 0 | 112:30 | 0 | 0 | 0 |  | 0 | 112:30 | 33.36 | 112:30 | 33.36 | 16.7961 | 4.199 |  | 116.2288 | 112:30 | 0 | 112:30 | 0 | 0 | 0 |  | 0 | 112:30 | 98.04 | 112:30 | -31.06 | 45.9579 | 11.4895 |  | 318.0288 | 112:30 | 98.06 | 112:30 | -31.05 | 45.9525 | 11.4881 |  | 317.9913 | 112:30 | 98.04 | 112:30 | -31.06 | 45.9579 | 11.4895 |  | 318.0288
27.68 | 6.92 | 112:45 | 39.73 | 112:45 | -53.4 | 32.0196 | 8.0049 |  | 221.5754 | 112:45 | 0 | 112:45 | 0 | 0 | 0 |  | 0 | 112:45 | 0 | 112:45 | 0 | 0 | 0 |  | 0 | 112:45 | 54.13 | 112:45 | -73.79 | 60.2825 | 15.0706 |  | 417.1548 | 112:45 | 37.74 | 112:45 | -57.23 | 32.5973 | 8.1493 |  | 225.5731 | 112:45 | 0 | 112:45 | 0 | 0 | 0 |  | 0 | 112:45 | 33.37 | 112:45 | 33.37 | 16.8061 | 4.2015 |  | 116.2985 | 112:45 | 0 | 112:45 | 0 | 0 | 0 |  | 0 | 112:45 | 98.03 | 112:45 | -31.07 | 45.968 | 11.492 |  | 318.0988 | 112:45 | 98.05 | 112:45 | -31.06 | 45.9626 | 11.4907 |  | 318.0613 | 112:45 | 98.03 | 112:45 | -31.07 | 45.968 | 11.492 |  | 318.0988
10.94 | 2.735 | 113:00 | 39.64 | 113:00 | -53.59 | 32.0607 | 8.0152 | 32.0665 | 87.686 | 113:00 | 0 | 113:00 | 0 | 0 | 0 | 0 | 0 | 113:00 | 0 | 113:00 | 0 | 0 | 0 | 0 | 0 | 113:00 | 54.1 | 113:00 | -73.85 | 60.2981 | 15.0745 | 60.2981 | 164.9152 | 113:00 | 37.73 | 113:00 | -57.25 | 32.6 | 8.15 | 32.6056 | 89.1611 | 113:00 | 0 | 113:00 | 0 | 0 | 0 | 0 | 0 | 113:00 | 33.51 | 113:00 | 33.51 | 16.9475 | 4.2369 | 16.9702 | 46.3513 | 113:00 | 0 | 113:00 | 0 | 0 | 0 | 0 | 0 | 113:00 | 97.6 | 113:00 | -31.3 | 46.1052 | 11.5263 | 46.1144 | 126.0977 | 113:00 | 97.62 | 113:00 | -31.29 | 46.0999 | 11.525 | 46.1091 | 126.0832 | 113:00 | 97.6 | 113:00 | -31.3 | 46.1052 | 11.5263 | 46.1144 | 126.0977
10.94 | 2.735 | 113:15 | 39.63 | 113:15 | -53.61 | 32.0646 | 8.0161 |  | 87.6966 | 113:15 | 0 | 113:15 | 0 | 0 | 0 |  | 0 | 113:15 | 0 | 113:15 | 0 | 0 | 0 |  | 0 | 113:15 | 54.1 | 113:15 | -73.85 | 60.2981 | 15.0745 |  | 164.9152 | 113:15 | 37.72 | 113:15 | -57.27 | 32.6028 | 8.1507 |  | 89.1686 | 113:15 | 0 | 113:15 | 0 | 0 | 0 |  | 0 | 113:15 | 33.53 | 113:15 | 33.53 | 16.9677 | 4.2419 |  | 46.4066 | 113:15 | 0 | 113:15 | 0 | 0 | 0 |  | 0 | 113:15 | 97.58 | 113:15 | -31.31 | 46.1105 | 11.5276 |  | 126.1121 | 113:15 | 97.6 | 113:15 | -31.3 | 46.1052 | 11.5263 |  | 126.0977 | 113:15 | 97.58 | 113:15 | -31.31 | 46.1105 | 11.5276 |  | 126.1121
10.94 | 2.735 | 113:30 | 39.62 | 113:30 | -53.63 | 32.0684 | 8.0171 |  | 87.7072 | 113:30 | 0 | 113:30 | 0 | 0 | 0 |  | 0 | 113:30 | 0 | 113:30 | 0 | 0 | 0 |  | 0 | 113:30 | 54.1 | 113:30 | -73.85 | 60.2981 | 15.0745 |  | 164.9152 | 113:30 | 37.71 | 113:30 | -57.29 | 32.6055 | 8.1514 |  | 89.1761 | 113:30 | 0 | 113:30 | 0 | 0 | 0 |  | 0 | 113:30 | 33.54 | 113:30 | 33.54 | 16.9778 | 4.2445 |  | 46.4343 | 113:30 | 0 | 113:30 | 0 | 0 | 0 |  | 0 | 113:30 | 97.55 | 113:30 | -31.32 | 46.111 | 11.5278 |  | 126.1136 | 113:30 | 97.57 | 113:30 | -31.31 | 46.1057 | 11.5264 |  | 126.0992 | 113:30 | 97.55 | 113:30 | -31.32 | 46.111 | 11.5278 |  | 126.1136
10.94 | 2.735 | 113:45 | 39.61 | 113:45 | -53.65 | 32.0723 | 8.0181 |  | 87.7178 | 113:45 | 0 | 113:45 | 0 | 0 | 0 |  | 0 | 113:45 | 0 | 113:45 | 0 | 0 | 0 |  | 0 | 113:45 | 54.1 | 113:45 | -73.85 | 60.2981 | 15.0745 |  | 164.9152 | 113:45 | 37.7 | 113:45 | -57.32 | 32.6139 | 8.1535 |  | 89.1991 | 113:45 | 0 | 113:45 | 0 | 0 | 0 |  | 0 | 113:45 | 33.55 | 113:45 | 33.55 | 16.9879 | 4.247 |  | 46.462 | 113:45 | 0 | 113:45 | 0 | 0 | 0 |  | 0 | 113:45 | 97.53 | 113:45 | -31.34 | 46.131 | 11.5327 |  | 126.1683 | 113:45 | 97.55 | 113:45 | -31.33 | 46.1257 | 11.5314 |  | 126.1539 | 113:45 | 97.53 | 113:45 | -31.34 | 46.131 | 11.5327 |  | 126.1683
10.94 | 2.735 | 114:00 | 39.77 | 114:00 | -53.33 | 32.0098 | 8.0024 | 32.0098 | 87.5468 | 114:00 | 0 | 114:00 | 0 | 0 | 0 | 0 | 0 | 114:00 | 0 | 114:00 | 0 | 0 | 0 | 0 | 0 | 114:00 | 54.26 | 114:00 | -73.5 | 60.1898 | 15.0474 | 60.1631 | 164.6191 | 114:00 | 37.83 | 114:00 | -57.07 | 32.5837 | 8.1459 | 32.5836 | 89.1163 | 114:00 | 0 | 114:00 | 0 | 0 | 0 | 0 | 0 | 114:00 | 33.57 | 114:00 | 33.57 | 17.0082 | 4.252 | 17.031 | 46.5174 | 114:00 | 0 | 114:00 | 0 | 0 | 0 | 0 | 0 | 114:00 | 98 | 114:00 | -31.08 | 45.9688 | 11.4922 | 45.9816 | 125.7245 | 114:00 | 98.02 | 114:00 | -31.07 | 45.9633 | 11.4908 | 45.975 | 125.7097 | 114:00 | 98 | 114:00 | -31.08 | 45.9688 | 11.4922 | 45.9816 | 125.7245
10.94 | 2.735 | 114:15 | 39.76 | 114:15 | -53.34 | 32.0077 | 8.0019 |  | 87.5412 | 114:15 | 0 | 114:15 | 0 | 0 | 0 |  | 0 | 114:15 | 0 | 114:15 | 0 | 0 | 0 |  | 0 | 114:15 | 54.29 | 114:15 | -73.44 | 60.1739 | 15.0435 |  | 164.5756 | 114:15 | 37.82 | 114:15 | -57.08 | 32.5808 | 8.1452 |  | 89.1084 | 114:15 | 0 | 114:15 | 0 | 0 | 0 |  | 0 | 114:15 | 33.59 | 114:15 | 33.59 | 17.0285 | 4.2571 |  | 46.5729 | 114:15 | 0 | 114:15 | 0 | 0 | 0 |  | 0 | 114:15 | 97.99 | 114:15 | -31.09 | 45.9789 | 11.4947 |  | 125.7522 | 114:15 | 98.01 | 114:15 | -31.08 | 45.9734 | 11.4934 |  | 125.7374 | 114:15 | 97.99 | 114:15 | -31.09 | 45.9789 | 11.4947 |  | 125.7522
10.94 | 2.735 | 114:30 | 39.76 | 114:30 | -53.34 | 32.0077 | 8.0019 |  | 87.5412 | 114:30 | 0 | 114:30 | 0 | 0 | 0 |  | 0 | 114:30 | 0 | 114:30 | 0 | 0 | 0 |  | 0 | 114:30 | 54.32 | 114:30 | -73.38 | 60.158 | 15.0395 |  | 164.532 | 114:30 | 37.82 | 114:30 | -57.09 | 32.5865 | 8.1466 |  | 89.124 | 114:30 | 0 | 114:30 | 0 | 0 | 0 |  | 0 | 114:30 | 33.6 | 114:30 | 33.6 | 17.0386 | 4.2597 |  | 46.6006 | 114:30 | 0 | 114:30 | 0 | 0 | 0 |  | 0 | 114:30 | 97.97 | 114:30 | -31.1 | 45.9843 | 11.4961 |  | 125.7669 | 114:30 | 97.99 | 114:30 | -31.09 | 45.9789 | 11.4947 |  | 125.7522 | 114:30 | 97.97 | 114:30 | -31.1 | 45.9843 | 11.4961 |  | 125.7669
10.94 | 2.735 | 114:45 | 39.76 | 114:45 | -53.35 | 32.0137 | 8.0034 |  | 87.5576 | 114:45 | 0 | 114:45 | 0 | 0 | 0 |  | 0 | 114:45 | 0 | 114:45 | 0 | 0 | 0 |  | 0 | 114:45 | 54.34 | 114:45 | -73.32 | 60.1309 | 15.0327 |  | 164.458 | 114:45 | 37.81 | 114:45 | -57.1 | 32.5836 | 8.1459 |  | 89.116 | 114:45 | 0 | 114:45 | 0 | 0 | 0 |  | 0 | 114:45 | 33.61 | 114:45 | 33.61 | 17.0488 | 4.2622 |  | 46.6283 | 114:45 | 0 | 114:45 | 0 | 0 | 0 |  | 0 | 114:45 | 97.96 | 114:45 | -31.11 | 45.9943 | 11.4986 |  | 125.7945 | 114:45 | 97.97 | 114:45 | -31.1 | 45.9843 | 11.4961 |  | 125.7669 | 114:45 | 97.96 | 114:45 | -31.11 | 45.9943 | 11.4986 |  | 125.7945
10.94 | 2.735 | 115:00 | 40.13 | 115:00 | -52.61 | 31.8635 | 7.9659 | 31.8551 | 87.1466 | 115:00 | 0 | 115:00 | 0 | 0 | 0 | 0 | 0 | 115:00 | 0 | 115:00 | 0 | 0 | 0 | 0 | 0 | 115:00 | 54.65 | 115:00 | -72.64 | 59.9131 | 14.9783 | 59.7459 | 163.8623 | 115:00 | 38.11 | 115:00 | -56.55 | 32.5257 | 8.1314 | 32.5192 | 88.9579 | 115:00 | 0 | 115:00 | 0 | 0 | 0 | 0 | 0 | 115:00 | 33.58 | 115:00 | 33.58 | 17.0183 | 4.2546 | 17.0335 | 46.5451 | 115:00 | 0 | 115:00 | 0 | 0 | 0 | 0 | 0 | 115:00 | 98.99 | 115:00 | -30.55 | 45.6413 | 11.4103 | 45.6362 | 124.829 | 115:00 | 99.01 | 115:00 | -30.54 | 45.6356 | 11.4089 | 45.6304 | 124.8134 | 115:00 | 98.99 | 115:00 | -30.55 | 45.6413 | 11.4103 | 45.6362 | 124.829
10.94 | 2.735 | 115:15 | 40.14 | 115:15 | -52.58 | 31.8532 | 7.9633 |  | 87.1186 | 115:15 | 0 | 115:15 | 0 | 0 | 0 |  | 0 | 115:15 | 0 | 115:15 | -91.63 | 0 | 0 |  | 0 | 115:15 | 54.85 | 115:15 | -72.18 | 59.7515 | 14.9379 |  | 163.4205 | 115:15 | 38.11 | 115:15 | -56.53 | 32.5142 | 8.1286 |  | 88.9264 | 115:15 | 0 | 115:15 | 0 | 0 | 0 |  | 0 | 115:15 | 33.59 | 115:15 | 33.59 | 17.0285 | 4.2571 |  | 46.5729 | 115:15 | 0 | 115:15 | 0 | 0 | 0 |  | 0 | 115:15 | 98.99 | 115:15 | -30.55 | 45.6413 | 11.4103 |  | 124.829 | 115:15 | 99.01 | 115:15 | -30.54 | 45.6356 | 11.4089 |  | 124.8134 | 115:15 | 98.99 | 115:15 | -30.55 | 45.6413 | 11.4103 |  | 124.829
10.94 | 2.735 | 115:30 | 40.16 | 115:30 | -52.56 | 31.857 | 7.9642 |  | 87.1289 | 115:30 | 0 | 115:30 | 0 | 0 | 0 |  | 0 | 115:30 | 0 | 115:30 | -91.67 | 0 | 0 |  | 0 | 115:30 | 54.94 | 115:30 | -71.99 | 59.692 | 14.923 |  | 163.2578 | 115:30 | 38.12 | 115:30 | -56.52 | 32.517 | 8.1293 |  | 88.934 | 115:30 | 0 | 115:30 | 0 | 0 | 0 |  | 0 | 115:30 | 33.6 | 115:30 | 33.6 | 17.0386 | 4.2597 |  | 46.6006 | 115:30 | 0 | 115:30 | 0 | 0 | 0 |  | 0 | 115:30 | 99 | 115:30 | -30.54 | 45.631 | 11.4077 |  | 124.8008 | 115:30 | 99.02 | 115:30 | -30.53 | 45.6253 | 11.4063 |  | 124.7851 | 115:30 | 99 | 115:30 | -30.54 | 45.631 | 11.4077 |  | 124.8008
10.94 | 2.735 | 115:45 | 40.17 | 115:45 | -52.53 | 31.8467 | 7.9617 |  | 87.1008 | 115:45 | 0 | 115:45 | 0 | 0 | 0 |  | 0 | 115:45 | 0 | 115:45 | -91.7 | 0 | 0 |  | 0 | 115:45 | 55.01 | 115:45 | -71.82 | 59.627 | 14.9067 |  | 163.0797 | 115:45 | 38.13 | 115:45 | -56.51 | 32.5198 | 8.1299 |  | 88.9416 | 115:45 | 0 | 115:45 | 0 | 0 | 0 |  | 0 | 115:45 | 33.61 | 115:45 | 33.61 | 17.0488 | 4.2622 |  | 46.6283 | 115:45 | 0 | 115:45 | 0 | 0 | 0 |  | 0 | 115:45 | 99 | 115:45 | -30.54 | 45.631 | 11.4077 |  | 124.8008 | 115:45 | 99.02 | 115:45 | -30.53 | 45.6253 | 11.4063 |  | 124.7851 | 115:45 | 99 | 115:45 | -30.54 | 45.631 | 11.4077 |  | 124.8008
10.94 | 2.735 | 116:00 | 40.32 | 116:00 | -52.23 | 31.7831 | 7.9458 | 31.7754 | 86.9268 | 116:00 | 0 | 116:00 | 0 | 0 | 0 | 0 | 0 | 116:00 | 0 | 116:00 | -91.75 | 0 | 0 | 0 | 0 | 116:00 | 55.12 | 116:00 | -71.56 | 59.5299 | 14.8825 | 59.4428 | 162.8143 | 116:00 | 37.96 | 116:00 | -56.82 | 32.5524 | 8.1381 | 32.5524 | 89.0308 | 116:00 | 0 | 116:00 | 0 | 0 | 0 | 0 | 0 | 116:00 | 33.6 | 116:00 | 33.6 | 17.0386 | 4.2597 | 17.0538 | 46.6006 | 116:00 | 0 | 116:00 | 0 | 0 | 0 | 0 | 0 | 116:00 | 99.48 | 116:00 | -30.28 | 45.4619 | 11.3655 | 45.4519 | 124.3382 | 116:00 | 99.5 | 116:00 | -30.27 | 45.456 | 11.364 | 45.446 | 124.3221 | 116:00 | 99.48 | 116:00 | -30.28 | 45.4619 | 11.3655 | 45.4519 | 124.3382
10.94 | 2.735 | 116:15 | 40.34 | 116:15 | -52.2 | 31.7806 | 7.9451 |  | 86.9199 | 116:15 | 0 | 116:15 | 0 | 0 | 0 |  | 0 | 116:15 | 0 | 116:15 | -91.78 | 0 | 0 |  | 0 | 116:15 | 55.2 | 116:15 | -71.39 | 59.4747 | 14.8687 |  | 162.6632 | 116:15 | 37.96 | 116:15 | -56.82 | 32.5524 | 8.1381 |  | 89.0308 | 116:15 | 0 | 116:15 | 0 | 0 | 0 |  | 0 | 116:15 | 33.61 | 116:15 | 33.61 | 17.0488 | 4.2622 |  | 46.6283 | 116:15 | 0 | 116:15 | 0 | 0 | 0 |  | 0 | 116:15 | 99.5 | 116:15 | -30.27 | 45.456 | 11.364 |  | 124.3221 | 116:15 | 99.52 | 116:15 | -30.26 | 45.4501 | 11.3625 |  | 124.3061 | 116:15 | 99.5 | 116:15 | -30.27 | 45.456 | 11.364 |  | 124.3221
10.94 | 2.735 | 116:30 | 40.35 | 116:30 | -52.17 | 31.7702 | 7.9426 |  | 86.8915 | 116:30 | 0 | 116:30 | 0 | 0 | 0 |  | 0 | 116:30 | 0 | 116:30 | -91.82 | 0 | 0 |  | 0 | 116:30 | 55.27 | 116:30 | -71.23 | 59.4166 | 14.8542 |  | 162.5045 | 116:30 | 37.96 | 116:30 | -56.82 | 32.5524 | 8.1381 |  | 89.0308 | 116:30 | 0 | 116:30 | 0 | 0 | 0 |  | 0 | 116:30 | 33.62 | 116:30 | 33.62 | 17.0589 | 4.2647 |  | 46.6561 | 116:30 | 0 | 116:30 | 0 | 0 | 0 |  | 0 | 116:30 | 99.52 | 116:30 | -30.26 | 45.4501 | 11.3625 |  | 124.3061 | 116:30 | 99.54 | 116:30 | -30.25 | 45.4442 | 11.3611 |  | 124.2899 | 116:30 | 99.52 | 116:30 | -30.26 | 45.4501 | 11.3625 |  | 124.3061
10.94 | 2.735 | 116:45 | 40.37 | 116:45 | -52.14 | 31.7677 | 7.9419 |  | 86.8846 | 116:45 | 0 | 116:45 | 0 | 0 | 0 |  | 0 | 116:45 | 0 | 116:45 | -91.86 | 0 | 0 |  | 0 | 116:45 | 55.34 | 116:45 | -71.06 | 59.3499 | 14.8375 |  | 162.322 | 116:45 | 37.96 | 116:45 | -56.82 | 32.5524 | 8.1381 |  | 89.0308 | 116:45 | 0 | 116:45 | 0 | 0 | 0 |  | 0 | 116:45 | 33.63 | 116:45 | 33.63 | 17.0691 | 4.2673 |  | 46.6839 | 116:45 | 0 | 116:45 | 0 | 0 | 0 |  | 0 | 116:45 | 99.53 | 116:45 | -30.25 | 45.4397 | 11.3599 |  | 124.2775 | 116:45 | 99.55 | 116:45 | -30.24 | 45.4338 | 11.3584 |  | 124.2613 | 116:45 | 99.53 | 116:45 | -30.25 | 45.4397 | 11.3599 |  | 124.2775
6.72 | 1.68 | 117:00 | 39.68 | 117:00 | -53.51 | 32.0451 | 8.0113 | 32.0509 | 53.8358 | 117:00 | 0 | 117:00 | 0 | 0 | 0 | 0 | 0 | 117:00 | 48.01 | 117:00 | -91.49 | 66.292 | 16.573 | 66.1608 | 111.3705 | 117:00 | 47.97 | 117:00 | -86.21 | 62.4141 | 15.6035 | 62.4241 | 104.8558 | 117:00 | 38.34 | 117:00 | -56.1 | 32.4617 | 8.1154 | 32.4568 | 54.5356 | 117:00 | 0 | 117:00 | 0 | 0 | 0 | 0 | 0 | 117:00 | 33.8 | 117:00 | 33.8 | 17.2421 | 4.3105 | 17.2599 | 28.9667 | 117:00 | 0 | 117:00 | 0 | 0 | 0 | 0 | 0 | 117:00 | 99.2 | 117:00 | -30.43 | 45.5585 | 11.3896 | 45.5469 | 76.5383 | 117:00 | 99.22 | 117:00 | -30.42 | 45.5527 | 11.3882 | 45.5411 | 76.5285 | 117:00 | 99.2 | 117:00 | -30.43 | 45.5585 | 11.3896 | 45.5469 | 76.5383
6.72 | 1.68 | 117:15 | 39.66 | 117:15 | -53.54 | 32.047 | 8.0117 |  | 53.8389 | 117:15 | 0 | 117:15 | 0 | 0 | 0 |  | 0 | 117:15 | 47.94 | 117:15 | -91.49 | 66.1953 | 16.5488 |  | 111.2081 | 117:15 | 47.92 | 117:15 | -86.32 | 62.4286 | 15.6072 |  | 104.8801 | 117:15 | 38.36 | 117:15 | -56.07 | 32.4612 | 8.1153 |  | 54.5348 | 117:15 | 0 | 117:15 | 0 | 0 | 0 |  | 0 | 117:15 | 33.81 | 117:15 | 33.81 | 17.2523 | 4.3131 |  | 28.9838 | 117:15 | 0 | 117:15 | 0 | 0 | 0 |  | 0 | 117:15 | 99.23 | 117:15 | -30.42 | 45.5573 | 11.3893 |  | 76.5362 | 117:15 | 99.25 | 117:15 | -30.41 | 45.5515 | 11.3879 |  | 76.5265 | 117:15 | 99.23 | 117:15 | -30.42 | 45.5573 | 11.3893 |  | 76.5362
6.72 | 1.68 | 117:30 | 39.65 | 117:30 | -53.56 | 32.0508 | 8.0127 |  | 53.8454 | 117:30 | 0 | 117:30 | 0 | 0 | 0 |  | 0 | 117:30 | 47.88 | 117:30 | -91.49 | 66.1125 | 16.5281 |  | 111.069 | 117:30 | 47.86 | 117:30 | -86.43 | 62.4299 | 15.6075 |  | 104.8823 | 117:30 | 38.37 | 117:30 | -56.04 | 32.4523 | 8.1131 |  | 54.5199 | 117:30 | 0 | 117:30 | 0 | 0 | 0 |  | 0 | 117:30 | 33.82 | 117:30 | 33.82 | 17.2625 | 4.3156 |  | 29.0009 | 117:30 | 0 | 117:30 | 0 | 0 | 0 |  | 0 | 117:30 | 99.25 | 117:30 | -30.4 | 45.5365 | 11.3841 |  | 76.5013 | 117:30 | 99.27 | 117:30 | -30.39 | 45.5307 | 11.3827 |  | 76.4916 | 117:30 | 99.25 | 117:30 | -30.4 | 45.5365 | 11.3841 |  | 76.5013
6.72 | 1.68 | 117:45 | 39.64 | 117:45 | -53.59 | 32.0607 | 8.0152 |  | 53.862 | 117:45 | 0 | 117:45 | 0 | 0 | 0 |  | 0 | 117:45 | 47.83 | 117:45 | -91.49 | 66.0434 | 16.5109 |  | 110.953 | 117:45 | 47.8 | 117:45 | -86.53 | 62.4238 | 15.606 |  | 104.872 | 117:45 | 38.39 | 117:45 | -56.01 | 32.4518 | 8.113 |  | 54.5191 | 117:45 | 0 | 117:45 | 0 | 0 | 0 |  | 0 | 117:45 | 33.84 | 117:45 | 33.84 | 17.2829 | 4.3207 |  | 29.0353 | 117:45 | 0 | 117:45 | 0 | 0 | 0 |  | 0 | 117:45 | 99.28 | 117:45 | -30.39 | 45.5353 | 11.3838 |  | 76.4993 | 117:45 | 99.3 | 117:45 | -30.38 | 45.5295 | 11.3824 |  | 76.4895 | 117:45 | 99.28 | 117:45 | -30.39 | 45.5353 | 11.3838 |  | 76.4993
6.72 | 1.68 | 118:00 | 39.42 | 118:00 | -54.01 | 32.1326 | 8.0332 | 32.1561 | 53.9828 | 118:00 | 0 | 118:00 | 0 | 0 | 0 | 0 | 0 | 118:00 | 47.56 | 118:00 | -91.61 | 65.7568 | 16.4392 | 65.6104 | 110.4714 | 118:00 | 47.54 | 118:00 | -87.01 | 62.4287 | 15.6072 | 62.423 | 104.8801 | 118:00 | 38.3 | 118:00 | -56.17 | 32.4682 | 8.1171 | 24.5009 | 54.5467 | 118:00 | 0 | 118:00 | 0 | 0 | 0 | 8.1937 | 0 | 118:00 | 34 | 118:00 | 34 | 17.4467 | 4.3617 | 14.5989 | 29.3105 | 118:00 | 0 | 118:00 | 0 | 0 | 0 | 17.0114 | 0 | 118:00 | 99.5 | 118:00 | -30.27 | 45.456 | 11.364 | 45.3221 | 76.3661 | 118:00 | 99.52 | 118:00 | -30.26 | 45.4501 | 11.3625 | 45.3161 | 76.3562 | 118:00 | 99.5 | 118:00 | -30.27 | 45.456 | 11.364 | 45.3221 | 76.3661
6.72 | 1.68 | 118:15 | 39.37 | 118:15 | -54.12 | 32.1572 | 8.0393 |  | 54.0242 | 118:15 | 0 | 118:15 | 0 | 0 | 0 |  | 0 | 118:15 | 47.47 | 118:15 | -91.63 | 65.6467 | 16.4117 |  | 110.2864 | 118:15 | 47.45 | 118:15 | -87.17 | 62.4251 | 15.6063 |  | 104.8741 | 118:15 | 36.64 | 118:15 | -59.26 | 32.7697 | 8.1924 |  | 55.0531 | 118:15 | 0 | 118:15 | 0 | 0 | 0 |  | 0 | 118:15 | 30.1 | 118:15 | 30.1 | 13.6738 | 3.4184 |  | 22.972 | 118:15 | 30.3 | 118:15 | -49.83 | 22.7871 | 5.6968 |  | 38.2823 | 118:15 | 99.94 | 118:15 | -30.03 | 45.295 | 11.3238 |  | 76.0956 | 118:15 | 99.96 | 118:15 | -30.02 | 45.289 | 11.3222 |  | 76.0855 | 118:15 | 99.94 | 118:15 | -30.03 | 45.295 | 11.3238 |  | 76.0956
6.72 | 1.68 | 118:30 | 39.35 | 118:30 | -54.16 | 32.1647 | 8.0412 |  | 54.0366 | 118:30 | 0 | 118:30 | 0 | 0 | 0 |  | 0 | 118:30 | 47.4 | 118:30 | -91.64 | 65.557 | 16.3893 |  | 110.1358 | 118:30 | 47.38 | 118:30 | -87.29 | 62.4188 | 15.6047 |  | 104.8635 | 118:30 | 36.66 | 118:30 | -59.22 | 32.7655 | 8.1914 |  | 55.046 | 118:30 | 0 | 118:30 | 0 | 0 | 0 |  | 0 | 118:30 | 30.1 | 118:30 | 30.1 | 13.6738 | 3.4184 |  | 22.972 | 118:30 | 30.06 | 118:30 | -49.83 | 22.6066 | 5.6517 |  | 37.9791 | 118:30 | 99.99 | 118:30 | -30 | 45.2724 | 11.3181 |  | 76.0576 | 118:30 | 100.01 | 118:30 | -29.99 | 45.2664 | 11.3166 |  | 76.0475 | 118:30 | 99.99 | 118:30 | -30 | 45.2724 | 11.3181 |  | 76.0576
6.72 | 1.68 | 118:45 | 39.32 | 118:45 | -54.21 | 32.1698 | 8.0425 |  | 54.0453 | 118:45 | 0 | 118:45 | 0 | 0 | 0 |  | 0 | 118:45 | 47.34 | 118:45 | -91.65 | 65.4812 | 16.3703 |  | 110.0084 | 118:45 | 47.31 | 118:45 | -87.42 | 62.4194 | 15.6048 |  | 104.8645 | 118:45 | 0 | 118:45 | 0 | 0 | 0 |  | 0 | 118:45 | 36.59 | 118:45 | -59.35 | 32.7747 | 8.1937 |  | 55.0615 | 118:45 | 30.02 | 118:45 | 30.02 | 13.6012 | 3.4003 |  | 22.85 | 118:45 | 29.97 | 118:45 | -50.08 | 22.652 | 5.663 |  | 38.0554 | 118:45 | 100.04 | 118:45 | -29.98 | 45.2648 | 11.3162 |  | 76.0449 | 118:45 | 100.06 | 118:45 | -29.97 | 45.2588 | 11.3147 |  | 76.0348 | 118:45 | 100.04 | 118:45 | -29.98 | 45.2648 | 11.3162 |  | 76.0449
6.72 | 1.68 | 119:00 | 39.4 | 119:00 | -54.06 | 32.1461 | 8.0365 | 32.1548 | 54.0054 | 119:00 | 0 | 119:00 | 0 | 0 | 0 | 0 | 0 | 119:00 | 47.33 | 119:00 | -91.67 | 65.4816 | 16.3704 | 65.3679 | 110.0091 | 119:00 | 47.31 | 119:00 | -87.42 | 62.4194 | 15.6048 | 62.4082 | 104.8645 | 119:00 | 0 | 119:00 | 0 | 0 | 0 | 0 | 0 | 119:00 | 36.63 | 119:00 | -59.27 | 32.7663 | 8.1916 | 32.7675 | 55.0474 | 119:00 | 29.56 | 119:00 | 29.56 | 13.1876 | 3.2969 | 13.1541 | 22.1551 | 119:00 | 29.52 | 119:00 | -51.54 | 22.9624 | 5.7406 | 22.9799 | 38.5768 | 119:00 | 98.83 | 119:00 | -30.64 | 45.7018 | 11.4254 | 45.6816 | 76.779 | 119:00 | 98.84 | 119:00 | -30.63 | 45.6915 | 11.4229 | 45.6747 | 76.7617 | 119:00 | 98.83 | 119:00 | -30.64 | 45.7018 | 11.4254 | 45.6816 | 76.779
6.72 | 1.68 | 119:15 | 39.38 | 119:15 | -54.1 | 32.1535 | 8.0384 |  | 54.0179 | 119:15 | 0 | 119:15 | 0 | 0 | 0 |  | 0 | 119:15 | 47.27 | 119:15 | -91.68 | 65.4057 | 16.3514 |  | 109.8816 | 119:15 | 47.24 | 119:15 | -87.53 | 62.4054 | 15.6014 |  | 104.8411 | 119:15 | 0 | 119:15 | 0 | 0 | 0 |  | 0 | 119:15 | 36.64 | 119:15 | -59.26 | 32.7697 | 8.1924 |  | 55.0531 | 119:15 | 29.53 | 119:15 | 29.53 | 13.1608 | 3.2902 |  | 22.1102 | 119:15 | 29.49 | 119:15 | -51.61 | 22.9702 | 5.7425 |  | 38.5899 | 119:15 | 98.86 | 119:15 | -30.62 | 45.6858 | 11.4215 |  | 76.7522 | 119:15 | 98.88 | 119:15 | -30.61 | 45.6801 | 11.42 |  | 76.7426 | 119:15 | 98.86 | 119:15 | -30.62 | 45.6858 | 11.4215 |  | 76.7522
6.72 | 1.68 | 119:30 | 39.36 | 119:30 | -54.13 | 32.155 | 8.0388 |  | 54.0204 | 119:30 | 0 | 119:30 | 0 | 0 | 0 |  | 0 | 119:30 | 47.21 | 119:30 | -91.7 | 65.337 | 16.3342 |  | 109.7661 | 119:30 | 47.18 | 119:30 | -87.64 | 62.4045 | 15.6011 |  | 104.8396 | 119:30 | 0 | 119:30 | 0 | 0 | 0 |  | 0 | 119:30 | 36.64 | 119:30 | -59.26 | 32.7697 | 8.1924 |  | 55.0531 | 119:30 | 29.51 | 119:30 | 29.51 | 13.143 | 3.2857 |  | 22.0802 | 119:30 | 29.47 | 119:30 | -51.68 | 22.9857 | 5.7464 |  | 38.616 | 119:30 | 98.89 | 119:30 | -30.6 | 45.6698 | 11.4175 |  | 76.7253 | 119:30 | 98.91 | 119:30 | -30.59 | 45.6641 | 11.416 |  | 76.7158 | 119:30 | 98.89 | 119:30 | -30.6 | 45.6698 | 11.4175 |  | 76.7253
6.72 | 1.68 | 119:45 | 39.35 | 119:45 | -54.16 | 32.1647 | 8.0412 |  | 54.0366 | 119:45 | 0 | 119:45 | 0 | 0 | 0 |  | 0 | 119:45 | 47.14 | 119:45 | -91.71 | 65.2472 | 16.3118 |  | 109.6153 | 119:45 | 47.12 | 119:45 | -87.75 | 62.4034 | 15.6008 |  | 104.8377 | 119:45 | 0 | 119:45 | 0 | 0 | 0 |  | 0 | 119:45 | 36.64 | 119:45 | -59.25 | 32.7642 | 8.191 |  | 55.0438 | 119:45 | 29.49 | 119:45 | 29.49 | 13.1252 | 3.2813 |  | 22.0503 | 119:45 | 29.45 | 119:45 | -51.75 | 23.0012 | 5.7503 |  | 38.6421 | 119:45 | 98.92 | 119:45 | -30.59 | 45.6688 | 11.4172 |  | 76.7235 | 119:45 | 98.94 | 119:45 | -30.58 | 45.6631 | 11.4158 |  | 76.7139 | 119:45 | 98.92 | 119:45 | -30.59 | 45.6688 | 11.4172 |  | 76.7235
6.72 | 1.68 | 120:00 | 39.31 | 120:00 | -54.23 | 32.1735 | 8.0434 | 32.1838 | 54.0515 | 120:00 | 0 | 120:00 | 0 | 0 | 0 | 0 | 0 | 120:00 | 46.16 | 120:00 | -92.96 | 64.7616 | 16.1904 | 64.6235 | 108.7995 | 120:00 | 46.14 | 120:00 | -89.48 | 62.3102 | 15.5776 | 62.273 | 104.6812 | 120:00 | 0 | 120:00 | 0 | 0 | 0 | 0 | 0 | 120:00 | 36.42 | 120:00 | -59.65 | 32.7873 | 8.1968 | 32.7893 | 55.0827 | 120:00 | 29.32 | 120:00 | 29.32 | 12.9743 | 3.2436 | 12.9433 | 21.7968 | 120:00 | 29.28 | 120:00 | -52.28 | 23.1027 | 5.7757 | 23.1194 | 38.8125 | 120:00 | 99.12 | 120:00 | -30.48 | 45.5965 | 11.3991 | 45.5761 | 76.6022 | 120:00 | 99.14 | 120:00 | -30.47 | 45.5908 | 11.3977 | 45.5703 | 76.5925 | 120:00 | 99.12 | 120:00 | -30.48 | 45.5965 | 11.3991 | 45.5761 | 76.6022
6.72 | 1.68 | 120:15 | 39.3 | 120:15 | -54.26 | 32.1831 | 8.0458 |  | 54.0676 | 120:15 | 0 | 120:15 | 0 | 0 | 0 |  | 0 | 120:15 | 46.04 | 120:15 | -93.06 | 64.6627 | 16.1657 |  | 108.6334 | 120:15 | 46.02 | 120:15 | -89.68 | 62.2871 | 15.5718 |  | 104.6423 | 120:15 | 0 | 120:15 | 0 | 0 | 0 |  | 0 | 120:15 | 36.41 | 120:15 | -59.66 | 32.7838 | 8.196 |  | 55.0768 | 120:15 | 29.3 | 120:15 | 29.3 | 12.9566 | 3.2391 |  | 21.7671 | 120:15 | 29.25 | 120:15 | -52.35 | 23.1099 | 5.7775 |  | 38.8246 | 120:15 | 99.15 | 120:15 | -30.46 | 45.5804 | 11.3951 |  | 76.5751 | 120:15 | 99.17 | 120:15 | -30.45 | 45.5746 | 11.3937 |  | 76.5654 | 120:15 | 99.15 | 120:15 | -30.46 | 45.5804 | 11.3951 |  | 76.5751
6.72 | 1.68 | 120:30 | 39.28 | 120:30 | -54.29 | 32.1845 | 8.0461 |  | 54.07 | 120:30 | 0 | 120:30 | 0 | 0 | 0 |  | 0 | 120:30 | 45.93 | 120:30 | -93.16 | 64.5776 | 16.1444 |  | 108.4903 | 120:30 | 45.9 | 120:30 | -89.87 | 62.2563 | 15.5641 |  | 104.5905 | 120:30 | 0 | 120:30 | 0 | 0 | 0 |  | 0 | 120:30 | 36.41 | 120:30 | -59.68 | 32.7948 | 8.1987 |  | 55.0953 | 120:30 | 29.27 | 120:30 | 29.27 | 12.9301 | 3.2325 |  | 21.7225 | 120:30 | 29.23 | 120:30 | -52.42 | 23.125 | 5.7812 |  | 38.85 | 120:30 | 99.18 | 120:30 | -30.44 | 45.5643 | 11.3911 |  | 76.548 | 120:30 | 99.2 | 120:30 | -30.43 | 45.5585 | 11.3896 |  | 76.5383 | 120:30 | 99.18 | 120:30 | -30.44 | 45.5643 | 11.3911 |  | 76.548
6.72 | 1.68 | 120:45 | 39.27 | 120:45 | -54.32 | 32.1941 | 8.0485 |  | 54.0861 | 120:45 | 0 | 120:45 | 0 | 0 | 0 |  | 0 | 120:45 | 45.82 | 120:45 | -93.26 | 64.492 | 16.123 |  | 108.3466 | 120:45 | 45.79 | 120:45 | -90.06 | 62.2384 | 15.5596 |  | 104.5605 | 120:45 | 0 | 120:45 | 0 | 0 | 0 |  | 0 | 120:45 | 36.4 | 120:45 | -59.69 | 32.7913 | 8.1978 |  | 55.0894 | 120:45 | 29.25 | 120:45 | 29.25 | 12.9124 | 3.2281 |  | 21.6929 | 120:45 | 29.21 | 120:45 | -52.49 | 23.14 | 5.785 |  | 38.8752 | 120:45 | 99.21 | 120:45 | -30.43 | 45.5631 | 11.3908 |  | 76.546 | 120:45 | 99.23 | 120:45 | -30.42 | 45.5573 | 11.3893 |  | 76.5362 | 120:45 | 99.21 | 120:45 | -30.43 | 45.5631 | 11.3908 |  | 76.546
6.72 | 1.68 | 121:00 | 39.45 | 121:00 | -53.96 | 32.1273 | 8.0318 | 32.1301 | 53.9739 | 121:00 | 0 | 121:00 | 0 | 0 | 0 | 0 | 0 | 121:00 | 0 | 121:00 | -94.11 | 0 | 0 | 0 | 0 | 121:00 | 53.41 | 121:00 | -75.36 | 60.7462 | 15.1866 | 60.7391 | 102.0536 | 121:00 | 0 | 121:00 | 0 | 0 | 0 | 0 | 0 | 121:00 | 36.18 | 121:00 | -60.08 | 32.8061 | 8.2015 | 32.8075 | 55.1142 | 121:00 | 29.04 | 121:00 | 29.04 | 12.7277 | 3.1819 | 12.7014 | 21.3825 | 121:00 | 29 | 121:00 | -53.14 | 23.2582 | 5.8145 | 23.2734 | 39.0737 | 121:00 | 97.9 | 121:00 | -31.14 | 46.0105 | 11.5026 | 46.0122 | 77.2976 | 121:00 | 97.92 | 121:00 | -31.12 | 45.9903 | 11.4976 | 46.0031 | 77.2638 | 121:00 | 97.9 | 121:00 | -31.14 | 46.0105 | 11.5026 | 46.0122 | 77.2976
6.72 | 1.68 | 121:15 | 39.44 | 121:15 | -53.98 | 32.1311 | 8.0328 |  | 53.9802 | 121:15 | 0 | 121:15 | 0 | 0 | 0 |  | 0 | 121:15 | 0 | 121:15 | -94.25 | 0 | 0 |  | 0 | 121:15 | 53.42 | 121:15 | -75.34 | 60.7414 | 15.1854 |  | 102.0456 | 121:15 | 0 | 121:15 | 0 | 0 | 0 |  | 0 | 121:15 | 36.16 | 121:15 | -60.11 | 32.8043 | 8.2011 |  | 55.1112 | 121:15 | 29.02 | 121:15 | 29.02 | 12.7101 | 3.1775 |  | 21.353 | 121:15 | 28.98 | 121:15 | -53.2 | 23.2684 | 5.8171 |  | 39.0908 | 121:15 | 97.89 | 121:15 | -31.14 | 46.0058 | 11.5015 |  | 77.2897 | 121:15 | 97.91 | 121:15 | -31.13 | 46.0004 | 11.5001 |  | 77.2807 | 121:15 | 97.89 | 121:15 | -31.14 | 46.0058 | 11.5015 |  | 77.2897
6.72 | 1.68 | 121:30 | 39.44 | 121:30 | -53.98 | 32.1311 | 8.0328 |  | 53.9802 | 121:30 | 0 | 121:30 | 0 | 0 | 0 |  | 0 | 121:30 | 0 | 121:30 | 0 | 0 | 0 |  | 0 | 121:30 | 53.43 | 121:30 | -75.32 | 60.7367 | 15.1842 |  | 102.0376 | 121:30 | 0 | 121:30 | 0 | 0 | 0 |  | 0 | 121:30 | 36.15 | 121:30 | -60.13 | 32.8061 | 8.2015 |  | 55.1143 | 121:30 | 29 | 121:30 | 29 | 12.6926 | 3.1732 |  | 21.3236 | 121:30 | 28.96 | 121:30 | -53.26 | 23.2785 | 5.8196 |  | 39.1079 | 121:30 | 97.87 | 121:30 | -31.15 | 46.0112 | 11.5028 |  | 77.2988 | 121:30 | 97.89 | 121:30 | -31.14 | 46.0058 | 11.5015 |  | 77.2897 | 121:30 | 97.87 | 121:30 | -31.15 | 46.0112 | 11.5028 |  | 77.2988
6.72 | 1.68 | 121:45 | 39.44 | 121:45 | -53.98 | 32.1311 | 8.0328 |  | 53.9802 | 121:45 | 0 | 121:45 | 0 | 0 | 0 |  | 0 | 121:45 | 0 | 121:45 | 0 | 0 | 0 |  | 0 | 121:45 | 53.44 | 121:45 | -75.3 | 60.7319 | 15.183 |  | 102.0296 | 121:45 | 0 | 121:45 | 0 | 0 | 0 |  | 0 | 121:45 | 36.14 | 121:45 | -60.16 | 32.8134 | 8.2034 |  | 55.1266 | 121:45 | 28.98 | 121:45 | 28.98 | 12.6751 | 3.1688 |  | 21.2942 | 121:45 | 28.94 | 121:45 | -53.32 | 23.2887 | 5.8222 |  | 39.1249 | 121:45 | 97.86 | 121:45 | -31.16 | 46.0212 | 11.5053 |  | 77.3157 | 121:45 | 97.88 | 121:45 | -31.15 | 46.0159 | 11.504 |  | 77.3067 | 121:45 | 97.86 | 121:45 | -31.16 | 46.0212 | 11.5053 |  | 77.3157
6.72 | 1.68 | 122:00 | 39.13 | 122:00 | -54.59 | 32.2388 | 8.0597 | 32.237 | 54.1611 | 122:00 | 0 | 122:00 | 0 | 0 | 0 | 0 | 0 | 122:00 | 0 | 122:00 | 0 | 0 | 0 | 0 | 0 | 122:00 | 53.31 | 122:00 | -75.58 | 60.8095 | 15.2024 | 60.8155 | 102.1599 | 122:00 | 0 | 122:00 | 0 | 0 | 0 | 0 | 0 | 122:00 | 35.74 | 122:00 | -60.86 | 32.8278 | 8.207 | 32.7345 | 55.1508 | 122:00 | 28.58 | 122:00 | 28.58 | 12.3276 | 3.0819 | 15.6086 | 20.7104 | 122:00 | 28.54 | 122:00 | -54.53 | 23.488 | 5.872 | 5.872 | 39.4598 | 122:00 | 97.69 | 122:00 | -31.25 | 46.074 | 11.5185 | 46.179 | 77.4043 | 122:00 | 97.71 | 122:00 | -31.24 | 46.0687 | 11.5172 | 46.1738 | 77.3954 | 122:00 | 97.69 | 122:00 | -31.25 | 46.074 | 11.5185 | 46.179 | 77.4043
6.72 | 1.68 | 122:15 | 39.13 | 122:15 | -54.58 | 32.2329 | 8.0582 |  | 54.1512 | 122:15 | 0 | 122:15 | 0 | 0 | 0 |  | 0 | 122:15 | 0 | 122:15 | 0 | 0 | 0 |  | 0 | 122:15 | 53.32 | 122:15 | -75.57 | 60.8128 | 15.2032 |  | 102.1656 | 122:15 | 0 | 122:15 | 0 | 0 | 0 |  | 0 | 122:15 | 37.17 | 122:15 | -58.29 | 32.6996 | 8.1749 |  | 54.9353 | 122:15 | 33.3 | 122:15 | 33.3 | 16.7357 | 4.1839 |  | 28.116 | 122:15 | 0 | 122:15 | 0 | 0 | 0 |  | 0 | 122:15 | 97.28 | 122:15 | -31.47 | 46.2036 | 11.5509 |  | 77.6221 | 122:15 | 97.3 | 122:15 | -31.46 | 46.1984 | 11.5496 |  | 77.6134 | 122:15 | 97.28 | 122:15 | -31.47 | 46.2036 | 11.5509 |  | 77.6221
6.72 | 1.68 | 122:30 | 39.12 | 122:30 | -54.6 | 32.2364 | 8.0591 |  | 54.1572 | 122:30 | 0 | 122:30 | 0 | 0 | 0 |  | 0 | 122:30 | 0 | 122:30 | 0 | 0 | 0 |  | 0 | 122:30 | 53.31 | 122:30 | -75.59 | 60.8175 | 15.2044 |  | 102.1734 | 122:30 | 0 | 122:30 | 0 | 0 | 0 |  | 0 | 122:30 | 37.15 | 122:30 | -58.33 | 32.7044 | 8.1761 |  | 54.9434 | 122:30 | 33.25 | 122:30 | 33.25 | 16.6855 | 4.1714 |  | 28.0316 | 122:30 | 0 | 122:30 | 0 | 0 | 0 |  | 0 | 122:30 | 97.24 | 122:30 | -31.49 | 46.214 | 11.5535 |  | 77.6395 | 122:30 | 97.26 | 122:30 | -31.48 | 46.2088 | 11.5522 |  | 77.6308 | 122:30 | 97.24 | 122:30 | -31.49 | 46.214 | 11.5535 |  | 77.6395
6.72 | 1.68 | 122:45 | 39.11 | 122:45 | -54.62 | 32.24 | 8.06 |  | 54.1632 | 122:45 | 0 | 122:45 | 0 | 0 | 0 |  | 0 | 122:45 | 0 | 122:45 | 0 | 0 | 0 |  | 0 | 122:45 | 53.3 | 122:45 | -75.61 | 60.8222 | 15.2055 |  | 102.1813 | 122:45 | 0 | 122:45 | 0 | 0 | 0 |  | 0 | 122:45 | 37.12 | 122:45 | -58.38 | 32.706 | 8.1765 |  | 54.9461 | 122:45 | 33.25 | 122:45 | 33.25 | 16.6855 | 4.1714 |  | 28.0316 | 122:45 | 0 | 122:45 | 0 | 0 | 0 |  | 0 | 122:45 | 97.2 | 122:45 | -31.51 | 46.2243 | 11.5561 |  | 77.6568 | 122:45 | 97.22 | 122:45 | -31.5 | 46.2191 | 11.5548 |  | 77.6481 | 122:45 | 97.2 | 122:45 | -31.51 | 46.2243 | 11.5561 |  | 77.6568
6.72 | 1.68 | 123:00 | 38.98 | 123:00 | -54.89 | 32.2917 | 8.0729 | 32.2907 | 54.25 | 123:00 | 0 | 123:00 | 0 | 0 | 0 | 0 | 0 | 123:00 | 0 | 123:00 | 0 | 0 | 0 | 0 | 0 | 123:00 | 39.59 | 123:00 | -99.48 | 59.4397 | 14.8599 | 59.4353 | 99.8588 | 123:00 | 0 | 123:00 | 0 | 0 | 0 | 0 | 0 | 123:00 | 37.15 | 123:00 | -58.33 | 32.7044 | 8.1761 | 32.7056 | 54.9434 | 123:00 | 33.26 | 123:00 | 33.26 | 16.6955 | 4.1739 | 16.7005 | 28.0485 | 123:00 | 0 | 123:00 | 0 | 0 | 0 | 0 | 0 | 123:00 | 96.06 | 123:00 | -32.12 | 46.5665 | 11.6416 | 46.5989 | 78.2318 | 123:00 | 96.08 | 123:00 | -32.11 | 46.5617 | 11.6404 | 46.5941 | 78.2237 | 123:00 | 96.06 | 123:00 | -32.12 | 46.5665 | 11.6416 | 46.5989 | 78.2318
6.72 | 1.68 | 123:15 | 38.96 | 123:15 | -54.91 | 32.2869 | 8.0717 |  | 54.242 | 123:15 | 0 | 123:15 | 0 | 0 | 0 |  | 0 | 123:15 | 0 | 123:15 | 0 | 0 | 0 |  | 0 | 123:15 | 39.59 | 123:15 | -99.47 | 59.4338 | 14.8584 |  | 99.8487 | 123:15 | 0 | 123:15 | 0 | 0 | 0 |  | 0 | 123:15 | 37.12 | 123:15 | -58.37 | 32.7004 | 8.1751 |  | 54.9367 | 123:15 | 33.26 | 123:15 | 33.26 | 16.6955 | 4.1739 |  | 28.0485 | 123:15 | 0 | 123:15 | 0 | 0 | 0 |  | 0 | 123:15 | 96 | 123:15 | -32.16 | 46.5954 | 11.6488 |  | 78.2803 | 123:15 | 96.02 | 123:15 | -32.15 | 46.5906 | 11.6477 |  | 78.2722 | 123:15 | 96 | 123:15 | -32.16 | 46.5954 | 11.6488 |  | 78.2803
6.72 | 1.68 | 123:30 | 38.95 | 123:30 | -54.93 | 32.2903 | 8.0726 |  | 54.2478 | 123:30 | 0 | 123:30 | 0 | 0 | 0 |  | 0 | 123:30 | 0 | 123:30 | 0 | 0 | 0 |  | 0 | 123:30 | 39.59 | 123:30 | -99.47 | 59.4338 | 14.8584 |  | 99.8487 | 123:30 | 0 | 123:30 | 0 | 0 | 0 |  | 0 | 123:30 | 37.1 | 123:30 | -58.42 | 32.7108 | 8.1777 |  | 54.9541 | 123:30 | 33.27 | 123:30 | 33.27 | 16.7056 | 4.1764 |  | 28.0654 | 123:30 | 0 | 123:30 | 0 | 0 | 0 |  | 0 | 123:30 | 95.94 | 123:30 | -32.19 | 46.6097 | 11.6524 |  | 78.3043 | 123:30 | 95.96 | 123:30 | -32.18 | 46.6049 | 11.6512 |  | 78.2963 | 123:30 | 95.94 | 123:30 | -32.19 | 46.6097 | 11.6524 |  | 78.3043
6.72 | 1.68 | 123:45 | 38.94 | 123:45 | -54.95 | 32.2938 | 8.0735 |  | 54.2536 | 123:45 | 0 | 123:45 | 0 | 0 | 0 |  | 0 | 123:45 | 0 | 123:45 | 0 | 0 | 0 |  | 0 | 123:45 | 39.59 | 123:45 | -99.47 | 59.4338 | 14.8584 |  | 99.8487 | 123:45 | 0 | 123:45 | 0 | 0 | 0 |  | 0 | 123:45 | 37.07 | 123:45 | -58.46 | 32.7067 | 8.1767 |  | 54.9473 | 123:45 | 33.27 | 123:45 | 33.27 | 16.7056 | 4.1764 |  | 28.0654 | 123:45 | 0 | 123:45 | 0 | 0 | 0 |  | 0 | 123:45 | 95.88 | 123:45 | -32.22 | 46.624 | 11.656 |  | 78.3283 | 123:45 | 95.9 | 123:45 | -32.21 | 46.6192 | 11.6548 |  | 78.3203 | 123:45 | 95.88 | 123:45 | -32.22 | 46.624 | 11.656 |  | 78.3283
6.72 | 1.68 | 124:00 | 38.87 | 124:00 | -55.09 | 32.3179 | 8.0795 | 32.3218 | 54.2941 | 124:00 | 0 | 124:00 | 0 | 0 | 0 | 0 | 0 | 124:00 | 0 | 124:00 | 0 | 0 | 0 | 0 | 0 | 124:00 | 34.2 | 124:00 | -105.96 | 54.692 | 13.673 | 54.6881 | 91.8825 | 124:00 | 0 | 124:00 | 0 | 0 | 0 | 0 | 0 | 124:00 | 36.9 | 124:00 | -58.78 | 32.7349 | 8.1837 | 32.7412 | 54.9947 | 124:00 | 33.12 | 124:00 | 33.12 | 16.5553 | 4.1388 | 16.5553 | 27.8129 | 124:00 | 0 | 124:00 | 0 | 0 | 0 | 0 | 0 | 124:00 | 95.14 | 124:00 | -32.62 | 46.8385 | 11.7096 | 46.8619 | 78.6886 | 124:00 | 95.15 | 124:00 | -32.61 | 46.829 | 11.7073 | 46.8562 | 78.6728 | 124:00 | 95.14 | 124:00 | -32.62 | 46.8385 | 11.7096 | 46.8619 | 78.6886
6.72 | 1.68 | 124:15 | 38.86 | 124:15 | -55.11 | 32.3213 | 8.0803 |  | 54.2998 | 124:15 | 0 | 124:15 | 0 | 0 | 0 |  | 0 | 124:15 | 0 | 124:15 | 0 | 0 | 0 |  | 0 | 124:15 | 34.2 | 124:15 | -105.95 | 54.6868 | 13.6717 |  | 91.8739 | 124:15 | 0 | 124:15 | 0 | 0 | 0 |  | 0 | 124:15 | 36.87 | 124:15 | -58.83 | 32.7362 | 8.184 |  | 54.9967 | 124:15 | 33.12 | 124:15 | 33.12 | 16.5553 | 4.1388 |  | 27.8129 | 124:15 | 0 | 124:15 | 0 | 0 | 0 |  | 0 | 124:15 | 95.06 | 124:15 | -32.66 | 46.8565 | 11.7141 |  | 78.7189 | 124:15 | 95.08 | 124:15 | -32.65 | 46.852 | 11.713 |  | 78.7113 | 124:15 | 95.06 | 124:15 | -32.66 | 46.8565 | 11.7141 |  | 78.7189
6.72 | 1.68 | 124:30 | 38.84 | 124:30 | -55.14 | 32.3223 | 8.0806 |  | 54.3014 | 124:30 | 0 | 124:30 | 0 | 0 | 0 |  | 0 | 124:30 | 0 | 124:30 | 0 | 0 | 0 |  | 0 | 124:30 | 34.2 | 124:30 | -105.95 | 54.6868 | 13.6717 |  | 91.8739 | 124:30 | 0 | 124:30 | 0 | 0 | 0 |  | 0 | 124:30 | 36.85 | 124:30 | -58.88 | 32.7462 | 8.1866 |  | 55.0136 | 124:30 | 33.12 | 124:30 | 33.12 | 16.5553 | 4.1388 |  | 27.8129 | 124:30 | 0 | 124:30 | 0 | 0 | 0 |  | 0 | 124:30 | 94.99 | 124:30 | -32.69 | 46.865 | 11.7162 |  | 78.7332 | 124:30 | 95.01 | 124:30 | -32.68 | 46.8605 | 11.7151 |  | 78.7257 | 124:30 | 94.99 | 124:30 | -32.69 | 46.865 | 11.7162 |  | 78.7332
6.72 | 1.68 | 124:45 | 38.83 | 124:45 | -55.16 | 32.3257 | 8.0814 |  | 54.3071 | 124:45 | 0 | 124:45 | 0 | 0 | 0 |  | 0 | 124:45 | 0 | 124:45 | 0 | 0 | 0 |  | 0 | 124:45 | 34.2 | 124:45 | -105.95 | 54.6868 | 13.6717 |  | 91.8739 | 124:45 | 0 | 124:45 | 0 | 0 | 0 |  | 0 | 124:45 | 36.82 | 124:45 | -58.93 | 32.7473 | 8.1868 |  | 55.0155 | 124:45 | 33.12 | 124:45 | 33.12 | 16.5553 | 4.1388 |  | 27.8129 | 124:45 | 0 | 124:45 | 0 | 0 | 0 |  | 0 | 124:45 | 94.92 | 124:45 | -32.73 | 46.8877 | 11.7219 |  | 78.7714 | 124:45 | 94.94 | 124:45 | -32.72 | 46.8833 | 11.7208 |  | 78.7639 | 124:45 | 94.92 | 124:45 | -32.73 | 46.8877 | 11.7219 |  | 78.7714
6.72 | 1.68 | 125:00 | 39.76 | 125:00 | -53.34 | 32.0077 | 8.0019 | 31.9918 | 53.773 | 125:00 | 0 | 125:00 | 0 | 0 | 0 | 0 | 0 | 125:00 | 0 | 125:00 | 0 | 0 | 0 | 0 | 0 | 125:00 | 0 | 125:00 | 0 | 0 | 0 | 0 | 0 | 125:00 | 0 | 125:00 | 0 | 0 | 0 | 0 | 0 | 125:00 | 36.82 | 125:00 | -58.93 | 32.7473 | 8.1868 | 24.5635 | 55.0155 | 125:00 | 33.22 | 125:00 | 33.22 | 16.6554 | 4.1638 | 16.9824 | 27.9811 | 125:00 | 0 | 125:00 | 0 | 0 | 0 | 0 | 0 | 125:00 | 94.11 | 125:00 | -33.16 | 47.0984 | 11.7746 | 47.2923 | 79.1253 | 125:00 | 94.13 | 125:00 | -33.15 | 47.0942 | 11.7735 | 47.2884 | 79.1182 | 125:00 | 94.11 | 125:00 | -33.16 | 47.0984 | 11.7746 | 47.2923 | 79.1253
6.72 | 1.68 | 125:15 | 39.77 | 125:15 | -53.33 | 32.0098 | 8.0024 |  | 53.7764 | 125:15 | 0 | 125:15 | 0 | 0 | 0 |  | 0 | 125:15 | 0 | 125:15 | 0 | 0 | 0 |  | 0 | 125:15 | 0 | 125:15 | 0 | 0 | 0 |  | 0 | 125:15 | 0 | 125:15 | 0 | 0 | 0 |  | 0 | 125:15 | 36.79 | 125:15 | -58.98 | 32.7484 | 8.1871 |  | 55.0173 | 125:15 | 33.22 | 125:15 | 33.22 | 16.6554 | 4.1638 |  | 27.9811 | 125:15 | 0 | 125:15 | 0 | 0 | 0 |  | 0 | 125:15 | 93.39 | 125:15 | -33.55 | 47.2877 | 11.8219 |  | 79.4434 | 125:15 | 93.41 | 125:15 | -33.54 | 47.2838 | 11.8209 |  | 79.4367 | 125:15 | 93.39 | 125:15 | -33.55 | 47.2877 | 11.8219 |  | 79.4434
6.72 | 1.68 | 125:30 | 39.78 | 125:30 | -53.31 | 32.0058 | 8.0015 |  | 53.7698 | 125:30 | 0 | 125:30 | 0 | 0 | 0 |  | 0 | 125:30 | 0 | 125:30 | 0 | 0 | 0 |  | 0 | 125:30 | 0 | 125:30 | 0 | 0 | 0 |  | 0 | 125:30 | 0 | 125:30 | 0 | 0 | 0 |  | 0 | 125:30 | 36.77 | 125:30 | -59.03 | 32.7584 | 8.1896 |  | 55.034 | 125:30 | 33.23 | 125:30 | 33.23 | 16.6654 | 4.1664 |  | 27.9979 | 125:30 | 0 | 125:30 | 0 | 0 | 0 |  | 0 | 125:30 | 93.28 | 125:30 | -33.6 | 47.3024 | 11.8256 |  | 79.4681 | 125:30 | 93.3 | 125:30 | -33.59 | 47.2985 | 11.8246 |  | 79.4615 | 125:30 | 93.28 | 125:30 | -33.6 | 47.3024 | 11.8256 |  | 79.4681
6.72 | 1.68 | 125:45 | 39.92 | 125:45 | -53.02 | 31.9438 | 7.9859 |  | 53.6655 | 125:45 | 0 | 125:45 | 0 | 0 | 0 |  | 0 | 125:45 | 0 | 125:45 | 0 | 0 | 0 |  | 0 | 125:45 | 0 | 125:45 | 0 | 0 | 0 |  | 0 | 125:45 | 0 | 125:45 | 0 | 0 | 0 |  | 0 | 125:45 | 0 | 125:45 | 0 | 0 | 0 |  | 0 | 125:45 | 34.49 | 125:45 | 34.49 | 17.9532 | 4.4883 |  | 30.1614 | 125:45 | 0 | 125:45 | 0 | 0 | 0 |  | 0 | 125:45 | 92.53 | 125:45 | -34 | 47.4807 | 11.8702 |  | 79.7676 | 125:45 | 92.55 | 125:45 | -33.99 | 47.477 | 11.8692 |  | 79.7614 | 125:45 | 92.53 | 125:45 | -34 | 47.4807 | 11.8702 |  | 79.7676
6.72 | 1.68 | 126:00 | 40.13 | 126:00 | -52.61 | 31.8635 | 7.9659 | 7.9659 | 53.5306 | 126:00 | 0 | 126:00 | 0 | 0 | 0 | 0 | 0 | 126:00 | 0 | 126:00 | 0 | 0 | 0 | 0 | 0 | 126:00 | 0 | 126:00 | 0 | 0 | 0 | 14.7916 | 0 | 126:00 | 0 | 126:00 | 0 | 0 | 0 | 0 | 0 | 126:00 | 0 | 126:00 | 0 | 0 | 0 | 0 | 0 | 126:00 | 34.68 | 126:00 | 34.68 | 18.1516 | 4.5379 | 18.225 | 30.4946 | 126:00 | 0 | 126:00 | 0 | 0 | 0 | 0 | 0 | 126:00 | 92.65 | 126:00 | -33.94 | 47.4584 | 11.8646 | 47.9175 | 79.7301 | 126:00 | 92.67 | 126:00 | -33.93 | 47.4546 | 11.8637 | 47.9118 | 79.7238 | 126:00 | 92.65 | 126:00 | -33.94 | 47.4584 | 11.8646 | 47.9175 | 79.7301
6.72 | 1.68 | 126:15 | 0 | 126:15 | 0 | 0 | 0 |  | 0 | 126:15 | 0 | 126:15 | 0 | 0 | 0 |  | 0 | 126:15 | 0 | 126:15 | 0 | 0 | 0 |  | 0 | 126:15 | 0 | 126:15 | 0 | 0 | 0 |  | 0 | 126:15 | 0 | 126:15 | 0 | 0 | 0 |  | 0 | 126:15 | 0 | 126:15 | 0 | 0 | 0 |  | 0 | 126:15 | 34.8 | 126:15 | 34.8 | 18.2774 | 4.5693 |  | 30.706 | 126:15 | 0 | 126:15 | 0 | 0 | 0 |  | 0 | 126:15 | 92.51 | 126:15 | -34.01 | 47.4844 | 11.8711 |  | 79.7738 | 126:15 | 92.53 | 126:15 | -34 | 47.4807 | 11.8702 |  | 79.7676 | 126:15 | 92.51 | 126:15 | -34.01 | 47.4844 | 11.8711 |  | 79.7738
6.72 | 1.68 | 126:30 | 0 | 126:30 | 0 | 0 | 0 |  | 0 | 126:30 | 0 | 126:30 | 0 | 0 | 0 |  | 0 | 126:30 | 0 | 126:30 | 0 | 0 | 0 |  | 0 | 126:30 | 0 | 126:30 | 0 | 0 | 0 |  | 0 | 126:30 | 0 | 126:30 | 0 | 0 | 0 |  | 0 | 126:30 | 0 | 126:30 | 0 | 0 | 0 |  | 0 | 126:30 | 34.82 | 126:30 | 34.82 | 18.2984 | 4.5746 |  | 30.7413 | 126:30 | 0 | 126:30 | 0 | 0 | 0 |  | 0 | 126:30 | 84.07 | 126:30 | -38.39 | 48.7096 | 12.1774 |  | 81.8322 | 126:30 | 84.08 | 126:30 | -38.38 | 48.7027 | 12.1757 |  | 81.8206 | 126:30 | 84.07 | 126:30 | -38.39 | 48.7096 | 12.1774 |  | 81.8322
6.72 | 1.68 | 126:45 | 0 | 126:45 | 0 | 0 | 0 |  | 0 | 126:45 | 0 | 126:45 | 0 | 0 | 0 |  | 0 | 126:45 | 0 | 126:45 | 0 | 0 | 0 |  | 0 | 126:45 | 55.56 | 126:45 | -70.56 | 59.1666 | 14.7916 |  | 99.3999 | 126:45 | 0 | 126:45 | 0 | 0 | 0 |  | 0 | 126:45 | 0 | 126:45 | 0 | 0 | 0 |  | 0 | 126:45 | 34.7 | 126:45 | 34.7 | 18.1725 | 4.5431 |  | 30.5298 | 126:45 | 0 | 126:45 | 0 | 0 | 0 |  | 0 | 126:45 | 89.85 | 126:45 | -35.41 | 48.0175 | 12.0044 |  | 80.6694 | 126:45 | 89.86 | 126:45 | -35.4 | 48.0093 | 12.0023 |  | 80.6556 | 126:45 | 89.85 | 126:45 | -35.41 | 48.0175 | 12.0044 |  | 80.6694
10.94 | 2.735 | 127:00 | 0 | 127:00 | 0 | 0 | 0 | 0 | 0 | 127:00 | 0 | 127:00 | 0 | 0 | 0 | 0 | 0 | 127:00 | 0 | 127:00 | 0 | 0 | 0 | 0 | 0 | 127:00 | 55.03 | 127:00 | -71.78 | 59.6154 | 14.9039 | 59.2065 | 163.0482 | 127:00 | 0 | 127:00 | 0 | 0 | 0 | 0 | 0 | 127:00 | 0 | 127:00 | 0 | 0 | 0 | 0 | 0 | 127:00 | 34.04 | 127:00 | 34.04 | 17.4878 | 4.3719 | 17.5495 | 47.8291 | 127:00 | 0 | 127:00 | 0 | 0 | 0 | 0 | 0 | 127:00 | 0 | 127:00 | 0 | 0 | 0 | 0 | 0 | 127:00 | 0 | 127:00 | 0 | 0 | 0 | 0 | 0 | 127:00 | 118.87 | 127:00 | -19.42 | 34.8399 | 8.71 | 34.7386 | 95.2872
10.94 | 2.735 | 127:15 | 0 | 127:15 | 0 | 0 | 0 |  | 0 | 127:15 | 0 | 127:15 | 0 | 0 | 0 |  | 0 | 127:15 | 0 | 127:15 | 0 | 0 | 0 |  | 0 | 127:15 | 55.74 | 127:15 | -70.15 | 59.0134 | 14.7533 |  | 161.4015 | 127:15 | 0 | 127:15 | 0 | 0 | 0 |  | 0 | 127:15 | 0 | 127:15 | 0 | 0 | 0 |  | 0 | 127:15 | 34.14 | 127:15 | 34.14 | 17.5907 | 4.3977 |  | 48.1105 | 127:15 | 0 | 127:15 | 0 | 0 | 0 |  | 0 | 127:15 | 0 | 127:15 | 0 | 0 | 0 |  | 0 | 127:15 | 0 | 127:15 | 0 | 0 | 0 |  | 0 | 127:15 | 118.97 | 127:15 | -19.37 | 34.7795 | 8.6949 |  | 95.1218
10.94 | 2.735 | 127:30 | 0 | 127:30 | 0 | 0 | 0 |  | 0 | 127:30 | 0 | 127:30 | 0 | 0 | 0 |  | 0 | 127:30 | 0 | 127:30 | 0 | 0 | 0 |  | 0 | 127:30 | 55.68 | 127:30 | -70.29 | 59.0675 | 14.7669 |  | 161.5495 | 127:30 | 0 | 127:30 | 0 | 0 | 0 |  | 0 | 127:30 | 0 | 127:30 | 0 | 0 | 0 |  | 0 | 127:30 | 34.12 | 127:30 | 34.12 | 17.5701 | 4.3925 |  | 48.0542 | 127:30 | 0 | 127:30 | 0 | 0 | 0 |  | 0 | 127:30 | 0 | 127:30 | 0 | 0 | 0 |  | 0 | 127:30 | 0 | 127:30 | 0 | 0 | 0 |  | 0 | 127:30 | 119.06 | 127:30 | -19.31 | 34.6979 | 8.6745 |  | 94.8989
10.94 | 2.735 | 127:45 | 0 | 127:45 | 0 | 0 | 0 |  | 0 | 127:45 | 0 | 127:45 | 0 | 0 | 0 |  | 0 | 127:45 | 0 | 127:45 | 0 | 0 | 0 |  | 0 | 127:45 | 55.62 | 127:45 | -70.44 | 59.1297 | 14.7824 |  | 161.7198 | 127:45 | 0 | 127:45 | 0 | 0 | 0 |  | 0 | 127:45 | 0 | 127:45 | 0 | 0 | 0 |  | 0 | 127:45 | 34.1 | 127:45 | 34.1 | 17.5495 | 4.3874 |  | 47.9978 | 127:45 | 0 | 127:45 | 0 | 0 | 0 |  | 0 | 127:45 | 0 | 127:45 | 0 | 0 | 0 |  | 0 | 127:45 | 0 | 127:45 | 0 | 0 | 0 |  | 0 | 127:45 | 119.16 | 127:45 | -19.26 | 34.6372 | 8.6593 |  | 94.7327
10.94 | 2.735 | 128:00 | 0 | 128:00 | 0 | 0 | 0 | 0 | 0 | 128:00 | 0 | 128:00 | 0 | 0 | 0 | 0 | 0 | 128:00 | 0 | 128:00 | 0 | 0 | 0 | 0 | 0 | 128:00 | 55.21 | 128:00 | -71.38 | 59.4771 | 14.8693 | 59.5185 | 162.6699 | 128:00 | 37.07 | 128:00 | -58.48 | 32.7179 | 8.1795 | 32.7256 | 89.4835 | 128:00 | 0 | 128:00 | 0 | 0 | 0 | 0 | 0 | 128:00 | 32.63 | 128:00 | 32.63 | 16.069 | 4.0173 | 16.0371 | 43.9488 | 128:00 | 0 | 128:00 | 0 | 0 | 0 | 0 | 0 | 128:00 | 0 | 128:00 | 0 | 0 | 0 | 0 | 0 | 128:00 | 0 | 128:00 | 0 | 0 | 0 | 0 | 0 | 128:00 | 122.06 | 128:00 | -17.58 | 32.3853 | 8.0963 | 32.1969 | 88.5738
10.94 | 2.735 | 128:15 | 0 | 128:15 | 0 | 0 | 0 |  | 0 | 128:15 | 0 | 128:15 | 0 | 0 | 0 |  | 0 | 128:15 | 0 | 128:15 | 0 | 0 | 0 |  | 0 | 128:15 | 55.17 | 128:15 | -71.46 | 59.5006 | 14.8752 |  | 162.7343 | 128:15 | 37.02 | 128:15 | -58.57 | 32.7241 | 8.181 |  | 89.5003 | 128:15 | 0 | 128:15 | 0 | 0 | 0 |  | 0 | 128:15 | 32.61 | 128:15 | 32.61 | 16.0493 | 4.0123 |  | 43.895 | 128:15 | 0 | 128:15 | 0 | 0 | 0 |  | 0 | 128:15 | 0 | 128:15 | 0 | 0 | 0 |  | 0 | 128:15 | 0 | 128:15 | 0 | 0 | 0 |  | 0 | 128:15 | 122.21 | 128:15 | -17.49 | 32.2591 | 8.0648 |  | 88.2286
10.94 | 2.735 | 128:30 | 0 | 128:30 | 0 | 0 | 0 |  | 0 | 128:30 | 0 | 128:30 | 0 | 0 | 0 |  | 0 | 128:30 | 0 | 128:30 | 0 | 0 | 0 |  | 0 | 128:30 | 55.13 | 128:30 | -71.55 | 59.5324 | 14.8831 |  | 162.8211 | 128:30 | 36.97 | 128:30 | -58.66 | 32.7301 | 8.1825 |  | 89.5168 | 128:30 | 0 | 128:30 | 0 | 0 | 0 |  | 0 | 128:30 | 32.59 | 128:30 | 32.59 | 16.0297 | 4.0074 |  | 43.8411 | 128:30 | 0 | 128:30 | 0 | 0 | 0 |  | 0 | 128:30 | 0 | 128:30 | 0 | 0 | 0 |  | 0 | 128:30 | 0 | 128:30 | 0 | 0 | 0 |  | 0 | 128:30 | 122.37 | 128:30 | -17.4 | 32.1351 | 8.0338 |  | 87.8895
10.94 | 2.735 | 128:45 | 0 | 128:45 | 0 | 0 | 0 |  | 0 | 128:45 | 0 | 128:45 | 0 | 0 | 0 |  | 0 | 128:45 | 0 | 128:45 | 0 | 0 | 0 |  | 0 | 128:45 | 55.09 | 128:45 | -71.64 | 59.564 | 14.891 |  | 162.9076 | 128:45 | 36.92 | 128:45 | -58.74 | 32.7304 | 8.1826 |  | 89.5176 | 128:45 | 0 | 128:45 | 0 | 0 | 0 |  | 0 | 128:45 | 32.56 | 128:45 | 32.56 | 16.0002 | 4 |  | 43.7604 | 128:45 | 0 | 128:45 | 0 | 0 | 0 |  | 0 | 128:45 | 0 | 128:45 | 0 | 0 | 0 |  | 0 | 128:45 | 0 | 128:45 | 0 | 0 | 0 |  | 0 | 128:45 | 122.52 | 128:45 | -17.31 | 32.0081 | 8.002 |  | 87.5421
10.94 | 2.735 | 129:00 | 0 | 129:00 | 0 | 0 | 0 | 15.9128 | 0 | 129:00 | 0 | 129:00 | 0 | 0 | 0 | 0 | 0 | 129:00 | 0 | 129:00 | 0 | 0 | 0 | 0 | 0 | 129:00 | 55.32 | 129:00 | -71.12 | 59.3785 | 14.8446 | 59.6442 | 162.4003 | 129:00 | 36.89 | 129:00 | -58.79 | 32.7316 | 8.1829 | 32.7511 | 89.521 | 129:00 | 0 | 129:00 | 0 | 0 | 0 | 0 | 0 | 129:00 | 32.36 | 129:00 | 32.36 | 15.8042 | 3.9511 | 15.7214 | 43.2245 | 129:00 | 0 | 129:00 | 0 | 0 | 0 | 0 | 0 | 129:00 | 0 | 129:00 | 0 | 0 | 0 | 0 | 0 | 129:00 | 0 | 129:00 | 0 | 0 | 0 | 0 | 0 | 129:00 | 124.91 | 129:00 | -15.91 | 29.9932 | 7.4983 | 29.264 | 82.0314
10.94 | 2.735 | 129:15 | 0 | 129:15 | 0 | 0 | 0 |  | 0 | 129:15 | 0 | 129:15 | 0 | 0 | 0 |  | 0 | 129:15 | 0 | 129:15 | 0 | 0 | 0 |  | 0 | 129:15 | 55.34 | 129:15 | -71.07 | 59.3583 | 14.8396 |  | 162.3448 | 129:15 | 36.87 | 129:15 | -58.85 | 32.7473 | 8.1868 |  | 89.5638 | 129:15 | 0 | 129:15 | 0 | 0 | 0 |  | 0 | 129:15 | 32.34 | 129:15 | 32.34 | 15.7847 | 3.9462 |  | 43.1711 | 129:15 | 0 | 129:15 | 0 | 0 | 0 |  | 0 | 129:15 | 0 | 129:15 | 0 | 0 | 0 |  | 0 | 129:15 | 0 | 129:15 | 0 | 0 | 0 |  | 0 | 129:15 | 125.82 | 129:15 | -15.37 | 29.1863 | 7.2966 |  | 79.8246
10.94 | 2.735 | 129:30 | 40.24 | 129:30 | -52.38 | 31.8111 | 7.9528 |  | 87.0034 | 129:30 | 0 | 129:30 | 0 | 0 | 0 |  | 0 | 129:30 | 0 | 129:30 | 0 | 0 | 0 |  | 0 | 129:30 | 54.65 | 129:30 | -72.65 | 59.9213 | 14.9803 |  | 163.8848 | 129:30 | 36.68 | 129:30 | -59.18 | 32.7612 | 8.1903 |  | 89.6019 | 129:30 | 0 | 129:30 | 0 | 0 | 0 |  | 0 | 129:30 | 32.21 | 129:30 | 32.21 | 15.658 | 3.9145 |  | 42.8247 | 129:30 | 0 | 129:30 | 0 | 0 | 0 |  | 0 | 129:30 | 0 | 129:30 | 0 | 0 | 0 |  | 0 | 129:30 | 0 | 129:30 | 0 | 0 | 0 |  | 0 | 129:30 | 126.01 | 129:30 | -15.26 | 29.0212 | 7.2553 |  | 79.373
10.94 | 2.735 | 129:45 | 40.2 | 129:45 | -52.48 | 31.8402 | 7.96 |  | 87.0829 | 129:45 | 0 | 129:45 | 0 | 0 | 0 |  | 0 | 129:45 | 0 | 129:45 | 0 | 0 | 0 |  | 0 | 129:45 | 54.64 | 129:45 | -72.66 | 59.9186 | 14.9797 |  | 163.8774 | 129:45 | 36.64 | 129:45 | -59.25 | 32.7642 | 8.191 |  | 89.6101 | 129:45 | 0 | 129:45 | 0 | 0 | 0 |  | 0 | 129:45 | 32.19 | 129:45 | 32.19 | 15.6386 | 3.9096 |  | 42.7715 | 129:45 | 0 | 129:45 | 0 | 0 | 0 |  | 0 | 129:45 | 0 | 129:45 | 0 | 0 | 0 |  | 0 | 129:45 | 0 | 129:45 | 0 | 0 | 0 |  | 0 | 129:45 | 126.2 | 129:45 | -15.15 | 28.8554 | 7.2139 |  | 78.9196
10.94 | 2.735 | 130:00 | 40.14 | 130:00 | -52.59 | 31.8593 | 7.9648 | 31.8929 | 87.1352 | 130:00 | 0 | 130:00 | 0 | 0 | 0 | 0 | 0 | 130:00 | 0 | 130:00 | 0 | 0 | 0 | 0 | 0 | 130:00 | 54.51 | 130:00 | -72.96 | 60.0229 | 15.0057 | 60.0677 | 164.1625 | 130:00 | 36.81 | 130:00 | -58.95 | 32.7495 | 8.1874 | 32.7543 | 89.57 | 130:00 | 0 | 130:00 | 0 | 0 | 0 | 0 | 0 | 130:00 | 32.43 | 130:00 | 32.43 | 15.8727 | 3.9682 | 15.8458 | 43.4117 | 130:00 | 0 | 130:00 | 0 | 0 | 0 | 0 | 0 | 130:00 | 0 | 130:00 | 0 | 0 | 0 | 0 | 0 | 130:00 | 0 | 130:00 | 0 | 0 | 0 | 0 | 0 | 130:00 | 124.79 | 130:00 | -15.98 | 30.0962 | 7.5241 | 29.8779 | 82.3132
10.94 | 2.735 | 130:15 | 40.09 | 130:15 | -52.7 | 31.8862 | 7.9715 |  | 87.2087 | 130:15 | 0 | 130:15 | 0 | 0 | 0 |  | 0 | 130:15 | 0 | 130:15 | -93.34 | 0 | 0 |  | 0 | 130:15 | 54.47 | 130:15 | -73.05 | 60.0528 | 15.0132 |  | 164.2444 | 130:15 | 36.77 | 130:15 | -59.02 | 32.7528 | 8.1882 |  | 89.5789 | 130:15 | 0 | 130:15 | 0 | 0 | 0 |  | 0 | 130:15 | 32.41 | 130:15 | 32.41 | 15.8531 | 3.9633 |  | 43.3582 | 130:15 | 0 | 130:15 | 0 | 0 | 0 |  | 0 | 130:15 | 0 | 130:15 | 0 | 0 | 0 |  | 0 | 130:15 | 0 | 130:15 | 0 | 0 | 0 |  | 0 | 130:15 | 124.96 | 130:15 | -15.88 | 29.9486 | 7.4872 |  | 81.9095
10.94 | 2.735 | 130:30 | 40.04 | 130:30 | -52.8 | 31.9068 | 7.9767 |  | 87.2652 | 130:30 | 0 | 130:30 | 0 | 0 | 0 |  | 0 | 130:30 | 0 | 130:30 | -93.48 | 0 | 0 |  | 0 | 130:30 | 54.43 | 130:30 | -73.14 | 60.0826 | 15.0207 |  | 164.326 | 130:30 | 36.73 | 130:30 | -59.09 | 32.756 | 8.189 |  | 89.5876 | 130:30 | 0 | 130:30 | 0 | 0 | 0 |  | 0 | 130:30 | 32.39 | 130:30 | 32.39 | 15.8335 | 3.9584 |  | 43.3047 | 130:30 | 0 | 130:30 | 0 | 0 | 0 |  | 0 | 130:30 | 0 | 130:30 | 0 | 0 | 0 |  | 0 | 130:30 | 0 | 130:30 | 0 | 0 | 0 |  | 0 | 130:30 | 125.12 | 130:30 | -15.78 | 29.7982 | 7.4495 |  | 81.498
10.94 | 2.735 | 130:45 | 39.98 | 130:45 | -52.9 | 31.9194 | 7.9798 |  | 87.2994 | 130:45 | 0 | 130:45 | 0 | 0 | 0 |  | 0 | 130:45 | 0 | 130:45 | -93.62 | 0 | 0 |  | 0 | 130:45 | 54.39 | 130:45 | -73.23 | 60.1124 | 15.0281 |  | 164.4073 | 130:45 | 36.69 | 130:45 | -59.16 | 32.7591 | 8.1898 |  | 89.596 | 130:45 | 0 | 130:45 | 0 | 0 | 0 |  | 0 | 130:45 | 32.38 | 130:45 | 32.38 | 15.8237 | 3.9559 |  | 43.2779 | 130:45 | 0 | 130:45 | 0 | 0 | 0 |  | 0 | 130:45 | 0 | 130:45 | 0 | 0 | 0 |  | 0 | 130:45 | 0 | 130:45 | 0 | 0 | 0 |  | 0 | 130:45 | 125.29 | 130:45 | -15.69 | 29.6685 | 7.4171 |  | 81.1432
10.94 | 2.735 | 131:00 | 39.75 | 131:00 | -53.37 | 32.0177 | 8.0044 | 32.0498 | 87.5684 | 131:00 | 0 | 131:00 | 0 | 0 | 0 | 0 | 0 | 131:00 | 0 | 131:00 | -93.76 | 0 | 0 | 0 | 0 | 131:00 | 54.3 | 131:00 | -73.42 | 60.1686 | 15.0421 | 60.2111 | 164.5611 | 131:00 | 36.17 | 131:00 | -60.09 | 32.8025 | 8.2006 | 32.8097 | 89.7147 | 131:00 | 0 | 131:00 | 0 | 0 | 0 | 0 | 0 | 131:00 | 32.19 | 131:00 | 32.19 | 15.6386 | 3.9096 | 15.6095 | 42.7715 | 131:00 | 0 | 131:00 | 0 | 0 | 0 | 0 | 0 | 131:00 | 0 | 131:00 | 0 | 0 | 0 | 0 | 0 | 131:00 | 0 | 131:00 | 0 | 0 | 0 | 0 | 0 | 131:00 | 126.06 | 131:00 | -15.23 | 28.9756 | 7.2439 | 28.748 | 79.2483
10.94 | 2.735 | 131:15 | 39.69 | 131:15 | -53.49 | 32.0412 | 8.0103 |  | 87.6328 | 131:15 | 0 | 131:15 | 0 | 0 | 0 |  | 0 | 131:15 | 0 | 131:15 | -93.89 | 0 | 0 |  | 0 | 131:15 | 54.26 | 131:15 | -73.51 | 60.198 | 15.0495 |  | 164.6415 | 131:15 | 36.12 | 131:15 | -60.19 | 32.8116 | 8.2029 |  | 89.7398 | 131:15 | 0 | 131:15 | 0 | 0 | 0 |  | 0 | 131:15 | 32.17 | 131:15 | 32.17 | 15.6192 | 3.9048 |  | 42.7184 | 131:15 | 0 | 131:15 | 0 | 0 | 0 |  | 0 | 131:15 | 0 | 131:15 | 0 | 0 | 0 |  | 0 | 131:15 | 0 | 131:15 | 0 | 0 | 0 |  | 0 | 131:15 | 126.23 | 131:15 | -15.13 | 28.8242 | 7.206 |  | 78.8342
10.94 | 2.735 | 131:30 | 39.63 | 131:30 | -53.6 | 32.0586 | 8.0146 |  | 87.6803 | 131:30 | 0 | 131:30 | 0 | 0 | 0 |  | 0 | 131:30 | 0 | 131:30 | -94.03 | 0 | 0 |  | 0 | 131:30 | 54.21 | 131:30 | -73.61 | 60.2243 | 15.0561 |  | 164.7135 | 131:30 | 36.07 | 131:30 | -60.28 | 32.8152 | 8.2038 |  | 89.7496 | 131:30 | 0 | 131:30 | 0 | 0 | 0 |  | 0 | 131:30 | 32.15 | 131:30 | 32.15 | 15.5997 | 3.8999 |  | 42.6653 | 131:30 | 0 | 131:30 | 0 | 0 | 0 |  | 0 | 131:30 | 0 | 131:30 | 0 | 0 | 0 |  | 0 | 131:30 | 0 | 131:30 | 0 | 0 | 0 |  | 0 | 131:30 | 126.4 | 131:30 | -15.03 | 28.6722 | 7.1681 |  | 78.4186
10.94 | 2.735 | 131:45 | 39.57 | 131:45 | -53.72 | 32.0817 | 8.0204 |  | 87.7435 | 131:45 | 0 | 131:45 | 0 | 0 | 0 |  | 0 | 131:45 | 0 | 131:45 | 0 | 0 | 0 |  | 0 | 131:45 | 54.17 | 131:45 | -73.7 | 60.2535 | 15.0634 |  | 164.7932 | 131:45 | 36.01 | 131:45 | -60.37 | 32.8095 | 8.2024 |  | 89.7341 | 131:45 | 0 | 131:45 | 0 | 0 | 0 |  | 0 | 131:45 | 32.13 | 131:45 | 32.13 | 15.5803 | 3.8951 |  | 42.6122 | 131:45 | 0 | 131:45 | 0 | 0 | 0 |  | 0 | 131:45 | 0 | 131:45 | 0 | 0 | 0 |  | 0 | 131:45 | 0 | 131:45 | 0 | 0 | 0 |  | 0 | 131:45 | 126.57 | 131:45 | -14.93 | 28.5198 | 7.1299 |  | 78.0016
10.94 | 2.735 | 132:00 | 39.71 | 132:00 | -53.46 | 32.0394 | 8.0099 | 32.0133 | 87.6278 | 132:00 | 0 | 132:00 | 0 | 0 | 0 | 0 | 0 | 132:00 | 0 | 132:00 | 0 | 0 | 0 | 0 | 0 | 132:00 | 54.27 | 132:00 | -73.48 | 60.1845 | 15.0461 | 60.1163 | 164.6046 | 132:00 | 36.48 | 132:00 | -59.54 | 32.7808 | 8.1952 | 32.7446 | 89.6554 | 132:00 | 0 | 132:00 | 0 | 0 | 0 | 0 | 0 | 132:00 | 32.21 | 132:00 | 32.21 | 15.658 | 3.9145 | 15.8427 | 42.8247 | 132:00 | 0 | 132:00 | 0 | 0 | 0 | 0 | 0 | 132:00 | 0 | 132:00 | 0 | 0 | 0 | 11.354 | 0 | 132:00 | 0 | 132:00 | 0 | 0 | 0 | 11.3525 | 0 | 132:00 | 126.95 | 132:00 | -14.7 | 28.1647 | 7.0412 | 32.3629 | 77.0306
10.94 | 2.735 | 132:15 | 39.66 | 132:15 | -53.55 | 32.0529 | 8.0132 |  | 87.6648 | 132:15 | 0 | 132:15 | 0 | 0 | 0 |  | 0 | 132:15 | 0 | 132:15 | 0 | 0 | 0 |  | 0 | 132:15 | 54.26 | 132:15 | -73.51 | 60.198 | 15.0495 |  | 164.6415 | 132:15 | 36.45 | 132:15 | -59.59 | 32.7813 | 8.1953 |  | 89.6569 | 132:15 | 0 | 132:15 | 0 | 0 | 0 |  | 0 | 132:15 | 32.19 | 132:15 | 32.19 | 15.6386 | 3.9096 |  | 42.7715 | 132:15 | 0 | 132:15 | 0 | 0 | 0 |  | 0 | 132:15 | 0 | 132:15 | 0 | 0 | 0 |  | 0 | 132:15 | 0 | 132:15 | 0 | 0 | 0 |  | 0 | 132:15 | 127.13 | 132:15 | -14.6 | 28.0128 | 7.0032 |  | 76.615
10.94 | 2.735 | 132:30 | 39.61 | 132:30 | -53.65 | 32.0723 | 8.0181 |  | 87.7178 | 132:30 | 0 | 132:30 | 0 | 0 | 0 |  | 0 | 132:30 | 0 | 132:30 | 0 | 0 | 0 |  | 0 | 132:30 | 54.24 | 132:30 | -73.55 | 60.2085 | 15.0521 |  | 164.6703 | 132:30 | 36.42 | 132:30 | -59.65 | 32.7873 | 8.1968 |  | 89.6733 | 132:30 | 0 | 132:30 | 0 | 0 | 0 |  | 0 | 132:30 | 32.18 | 132:30 | 32.18 | 15.6289 | 3.9072 |  | 42.745 | 132:30 | 0 | 132:30 | 0 | 0 | 0 |  | 0 | 132:30 | 0 | 132:30 | 0 | 0 | 0 |  | 0 | 132:30 | 0 | 132:30 | 0 | 0 | 0 |  | 0 | 132:30 | 127.3 | 132:30 | -14.5 | 27.8581 | 6.9645 |  | 76.192
10.94 | 2.735 | 132:45 | 40.07 | 132:45 | -52.73 | 31.8884 | 7.9721 |  | 87.2148 | 132:45 | 0 | 132:45 | 0 | 0 | 0 |  | 0 | 132:45 | 0 | 132:45 | 0 | 0 | 0 |  | 0 | 132:45 | 54.69 | 132:45 | -72.54 | 59.8744 | 14.9686 |  | 163.7565 | 132:45 | 37.56 | 132:45 | -57.56 | 32.6289 | 8.1572 |  | 89.24 | 132:45 | 0 | 132:45 | 0 | 0 | 0 |  | 0 | 132:45 | 33.01 | 132:45 | 33.01 | 16.4455 | 4.1114 |  | 44.9784 | 132:45 | 0 | 132:45 | 0 | 0 | 0 |  | 0 | 132:45 | 99.61 | 132:45 | -30.21 | 45.416 | 11.354 |  | 124.2129 | 132:45 | 99.63 | 132:45 | -30.2 | 45.4101 | 11.3525 |  | 124.1967 | 132:45 | 99.61 | 132:45 | -30.21 | 45.416 | 11.354 |  | 124.2129
10.94 | 2.735 | 133:00 | 40.05 | 133:00 | -52.78 | 31.9027 | 7.9757 | 31.8962 | 87.2539 | 133:00 | 0 | 133:00 | 0 | 0 | 0 | 0 | 0 | 133:00 | 0 | 133:00 | 0 | 0 | 0 | 0 | 0 | 133:00 | 54.66 | 133:00 | -72.61 | 59.8993 | 14.9748 | 59.8778 | 163.8246 | 133:00 | 37.16 | 133:00 | -58.31 | 32.702 | 8.1755 | 16.3516 | 89.44 | 133:00 | 0 | 133:00 | 0 | 0 | 0 | 0 | 0 | 133:00 | 33.18 | 133:00 | 33.18 | 16.6153 | 4.1538 | 17.2789 | 45.4429 | 133:00 | 0 | 133:00 | 0 | 0 | 0 | 0 | 0 | 133:00 | 99.15 | 133:00 | -30.46 | 45.5804 | 11.3951 | 45.7489 | 124.6624 | 133:00 | 99.17 | 133:00 | -30.45 | 45.5746 | 11.3937 | 45.7433 | 124.6466 | 133:00 | 99.15 | 133:00 | -30.46 | 45.5804 | 11.3951 | 45.7489 | 124.6624
10.94 | 2.735 | 133:15 | 40.04 | 133:15 | -52.78 | 31.8947 | 7.9737 |  | 87.2321 | 133:15 | 0 | 133:15 | 0 | 0 | 0 |  | 0 | 133:15 | 0 | 133:15 | 0 | 0 | 0 |  | 0 | 133:15 | 54.68 | 133:15 | -72.57 | 59.8882 | 14.9721 |  | 163.7942 | 133:15 | 37.15 | 133:15 | -58.33 | 32.7044 | 8.1761 |  | 89.4466 | 133:15 | 0 | 133:15 | 0 | 0 | 0 |  | 0 | 133:15 | 33.2 | 133:15 | 33.2 | 16.6353 | 4.1588 |  | 45.4977 | 133:15 | 0 | 133:15 | 0 | 0 | 0 |  | 0 | 133:15 | 99.12 | 133:15 | -30.48 | 45.5965 | 11.3991 |  | 124.7065 | 133:15 | 99.14 | 133:15 | -30.47 | 45.5908 | 11.3977 |  | 124.6908 | 133:15 | 99.12 | 133:15 | -30.48 | 45.5965 | 11.3991 |  | 124.7065
10.94 | 2.735 | 133:30 | 40.05 | 133:30 | -52.77 | 31.8967 | 7.9742 |  | 87.2374 | 133:30 | 0 | 133:30 | 0 | 0 | 0 |  | 0 | 133:30 | 0 | 133:30 | 0 | 0 | 0 |  | 0 | 133:30 | 54.71 | 133:30 | -72.51 | 59.8715 | 14.9679 |  | 163.7486 | 133:30 | 0 | 133:30 | 0 | 0 | 0 |  | 0 | 133:30 | 0 | 133:30 | 0 | 0 | 0 |  | 0 | 133:30 | 34.46 | 133:30 | 34.46 | 17.922 | 4.4805 |  | 49.0166 | 133:30 | 0 | 133:30 | 0 | 0 | 0 |  | 0 | 133:30 | 98.23 | 133:30 | -30.96 | 45.8987 | 11.4747 |  | 125.533 | 133:30 | 98.25 | 133:30 | -30.95 | 45.8933 | 11.4733 |  | 125.5181 | 133:30 | 98.23 | 133:30 | -30.96 | 45.8987 | 11.4747 |  | 125.533
10.94 | 2.735 | 133:45 | 40.05 | 133:45 | -52.76 | 31.8906 | 7.9727 |  | 87.2208 | 133:45 | 0 | 133:45 | 0 | 0 | 0 |  | 0 | 133:45 | 0 | 133:45 | 0 | 0 | 0 |  | 0 | 133:45 | 54.73 | 133:45 | -72.46 | 59.8521 | 14.963 |  | 163.6955 | 133:45 | 0 | 133:45 | 0 | 0 | 0 |  | 0 | 133:45 | 0 | 133:45 | 0 | 0 | 0 |  | 0 | 133:45 | 34.48 | 133:45 | 34.48 | 17.9428 | 4.4857 |  | 49.0736 | 133:45 | 0 | 133:45 | 0 | 0 | 0 |  | 0 | 133:45 | 98.18 | 133:45 | -30.99 | 45.9198 | 11.48 |  | 125.5907 | 133:45 | 98.2 | 133:45 | -30.98 | 45.9144 | 11.4786 |  | 125.5758 | 133:45 | 98.18 | 133:45 | -30.99 | 45.9198 | 11.48 |  | 125.5907
10.94 | 2.735 | 134:00 | 39.98 | 134:00 | -52.9 | 31.9194 | 7.9798 | 31.9244 | 87.2994 | 134:00 | 0 | 134:00 | 0 | 0 | 0 | 0 | 0 | 134:00 | 0 | 134:00 | 0 | 0 | 0 | 0 | 0 | 134:00 | 54.81 | 134:00 | -72.27 | 59.7824 | 14.9456 | 59.7487 | 163.5049 | 134:00 | 0 | 134:00 | 0 | 0 | 0 | 0 | 0 | 134:00 | 37.47 | 134:00 | -57.75 | 32.6581 | 8.1645 | 32.6543 | 89.32 | 134:00 | 33.22 | 134:00 | 33.22 | 16.6554 | 4.1638 | 16.6855 | 45.5525 | 134:00 | 0 | 134:00 | 0 | 0 | 0 | 0 | 0 | 134:00 | 98.83 | 134:00 | -30.64 | 45.7018 | 11.4254 | 45.7108 | 124.9944 | 134:00 | 98.85 | 134:00 | -30.63 | 45.6961 | 11.424 | 45.7051 | 124.9789 | 134:00 | 98.83 | 134:00 | -30.64 | 45.7018 | 11.4254 | 45.7108 | 124.9944
10.94 | 2.735 | 134:15 | 39.98 | 134:15 | -52.91 | 31.9254 | 7.9813 |  | 87.3159 | 134:15 | 0 | 134:15 | 0 | 0 | 0 |  | 0 | 134:15 | 0 | 134:15 | 0 | 0 | 0 |  | 0 | 134:15 | 54.84 | 134:15 | -72.2 | 59.7572 | 14.9393 |  | 163.436 | 134:15 | 0 | 134:15 | 0 | 0 | 0 |  | 0 | 134:15 | 37.46 | 134:15 | -57.76 | 32.6551 | 8.1638 |  | 89.3116 | 134:15 | 33.24 | 134:15 | 33.24 | 16.6755 | 4.1689 |  | 45.6074 | 134:15 | 0 | 134:15 | 0 | 0 | 0 |  | 0 | 134:15 | 98.8 | 134:15 | -30.65 | 45.7028 | 11.4257 |  | 124.9972 | 134:15 | 98.82 | 134:15 | -30.64 | 45.6972 | 11.4243 |  | 124.9817 | 134:15 | 98.8 | 134:15 | -30.65 | 45.7028 | 11.4257 |  | 124.9972
10.94 | 2.735 | 134:30 | 39.97 | 134:30 | -52.92 | 31.9234 | 7.9809 |  | 87.3106 | 134:30 | 0 | 134:30 | 0 | 0 | 0 |  | 0 | 134:30 | 0 | 134:30 | 0 | 0 | 0 |  | 0 | 134:30 | 54.87 | 134:30 | -72.14 | 59.7402 | 14.9351 |  | 163.3895 | 134:30 | 0 | 134:30 | 0 | 0 | 0 |  | 0 | 134:30 | 37.45 | 134:30 | -57.77 | 32.652 | 8.163 |  | 89.3032 | 134:30 | 33.26 | 134:30 | 33.26 | 16.6955 | 4.1739 |  | 45.6623 | 134:30 | 0 | 134:30 | 0 | 0 | 0 |  | 0 | 134:30 | 98.77 | 134:30 | -30.67 | 45.7188 | 11.4297 |  | 125.0408 | 134:30 | 98.79 | 134:30 | -30.66 | 45.7131 | 11.4283 |  | 125.0254 | 134:30 | 98.77 | 134:30 | -30.67 | 45.7188 | 11.4297 |  | 125.0408
10.94 | 2.735 | 134:45 | 39.97 | 134:45 | -52.93 | 31.9295 | 7.9824 |  | 87.3271 | 134:45 | 0 | 134:45 | 0 | 0 | 0 |  | 0 | 134:45 | 0 | 134:45 | -92.35 | 0 | 0 |  | 0 | 134:45 | 54.9 | 134:45 | -72.07 | 59.7149 | 14.9287 |  | 163.3202 | 134:45 | 0 | 134:45 | 0 | 0 | 0 |  | 0 | 134:45 | 37.45 | 134:45 | -57.77 | 32.652 | 8.163 |  | 89.3032 | 134:45 | 33.28 | 134:45 | 33.28 | 16.7156 | 4.1789 |  | 45.7172 | 134:45 | 0 | 134:45 | 0 | 0 | 0 |  | 0 | 134:45 | 98.74 | 134:45 | -30.68 | 45.7198 | 11.4299 |  | 125.0436 | 134:45 | 98.76 | 134:45 | -30.67 | 45.7141 | 11.4285 |  | 125.0282 | 134:45 | 98.74 | 134:45 | -30.68 | 45.7198 | 11.4299 |  | 125.0436
10.94 | 2.735 | 135:00 | 39.97 | 135:00 | -52.93 | 31.9295 | 7.9824 | 31.9345 | 87.3271 | 135:00 | 0 | 135:00 | 0 | 0 | 0 | 0 | 0 | 135:00 | 0 | 135:00 | -92.31 | 0 | 0 | 0 | 0 | 135:00 | 54.98 | 135:00 | -71.9 | 59.6608 | 14.9152 | 59.6112 | 163.1724 | 135:00 | 0 | 135:00 | 0 | 0 | 0 | 0 | 0 | 135:00 | 37.42 | 135:00 | -57.83 | 32.6597 | 8.1649 | 32.6595 | 89.3244 | 135:00 | 33.14 | 135:00 | 33.14 | 16.5753 | 4.1438 | 16.5953 | 45.3334 | 135:00 | 0 | 135:00 | 0 | 0 | 0 | 0 | 0 | 135:00 | 99.04 | 135:00 | -30.52 | 45.6195 | 11.4049 | 45.6333 | 124.7694 | 135:00 | 99.06 | 135:00 | -30.51 | 45.6138 | 11.4034 | 45.6238 | 124.7537 | 135:00 | 99.04 | 135:00 | -30.52 | 45.6195 | 11.4049 | 45.6333 | 124.7694
10.94 | 2.735 | 135:15 | 39.97 | 135:15 | -52.94 | 31.9355 | 7.9839 |  | 87.3436 | 135:15 | 0 | 135:15 | 0 | 0 | 0 |  | 0 | 135:15 | 0 | 135:15 | -92.34 | 0 | 0 |  | 0 | 135:15 | 55.01 | 135:15 | -71.82 | 59.627 | 14.9067 |  | 163.0797 | 135:15 | 0 | 135:15 | 0 | 0 | 0 |  | 0 | 135:15 | 37.41 | 135:15 | -57.84 | 32.6567 | 8.1642 |  | 89.3159 | 135:15 | 33.15 | 135:15 | 33.15 | 16.5853 | 4.1463 |  | 45.3607 | 135:15 | 0 | 135:15 | 0 | 0 | 0 |  | 0 | 135:15 | 99.02 | 135:15 | -30.53 | 45.6253 | 11.4063 |  | 124.7851 | 135:15 | 99.04 | 135:15 | -30.52 | 45.6195 | 11.4049 |  | 124.7694 | 135:15 | 99.02 | 135:15 | -30.53 | 45.6253 | 11.4063 |  | 124.7851
10.94 | 2.735 | 135:30 | 39.96 | 135:30 | -52.95 | 31.9335 | 7.9834 |  | 87.3382 | 135:30 | 0 | 135:30 | 0 | 0 | 0 |  | 0 | 135:30 | 0 | 135:30 | -92.43 | 0 | 0 |  | 0 | 135:30 | 55.05 | 135:30 | -71.73 | 59.5955 | 14.8989 |  | 162.9938 | 135:30 | 0 | 135:30 | 0 | 0 | 0 |  | 0 | 135:30 | 37.41 | 135:30 | -57.85 | 32.6623 | 8.1656 |  | 89.3314 | 135:30 | 33.17 | 135:30 | 33.17 | 16.6053 | 4.1513 |  | 45.4155 | 135:30 | 0 | 135:30 | 0 | 0 | 0 |  | 0 | 135:30 | 98.99 | 135:30 | -30.55 | 45.6413 | 11.4103 |  | 124.829 | 135:30 | 99.01 | 135:30 | -30.53 | 45.6207 | 11.4052 |  | 124.7725 | 135:30 | 98.99 | 135:30 | -30.55 | 45.6413 | 11.4103 |  | 124.829
10.94 | 2.735 | 135:45 | 39.96 | 135:45 | -52.96 | 31.9396 | 7.9849 |  | 87.3547 | 135:45 | 0 | 135:45 | 0 | 0 | 0 |  | 0 | 135:45 | 0 | 135:45 | -92.51 | 0 | 0 |  | 0 | 135:45 | 55.08 | 135:45 | -71.65 | 59.5615 | 14.8904 |  | 162.9008 | 135:45 | 0 | 135:45 | 0 | 0 | 0 |  | 0 | 135:45 | 37.4 | 135:45 | -57.86 | 32.6592 | 8.1648 |  | 89.3229 | 135:45 | 33.18 | 135:45 | 33.18 | 16.6153 | 4.1538 |  | 45.4429 | 135:45 | 0 | 135:45 | 0 | 0 | 0 |  | 0 | 135:45 | 98.97 | 135:45 | -30.56 | 45.647 | 11.4118 |  | 124.8446 | 135:45 | 98.99 | 135:45 | -30.55 | 45.6413 | 11.4103 |  | 124.829 | 135:45 | 98.97 | 135:45 | -30.56 | 45.647 | 11.4118 |  | 124.8446
10.94 | 2.735 | 136:00 | 40.01 | 136:00 | -52.85 | 31.9131 | 7.9783 | 31.9161 | 87.2824 | 136:00 | 0 | 136:00 | 0 | 0 | 0 | 0 | 0 | 136:00 | 0 | 136:00 | -92.64 | 0 | 0 | 0 | 0 | 136:00 | 55.11 | 136:00 | -71.6 | 59.5524 | 14.8881 | 59.5121 | 162.8757 | 136:00 | 0 | 136:00 | 0 | 0 | 0 | 0 | 0 | 136:00 | 37.39 | 136:00 | -57.89 | 32.6674 | 8.1669 | 32.6671 | 89.3454 | 136:00 | 33.2 | 136:00 | 33.2 | 16.6353 | 4.1588 | 16.6529 | 45.4977 | 136:00 | 0 | 136:00 | 0 | 0 | 0 | 0 | 0 | 136:00 | 98.92 | 136:00 | -30.59 | 45.6688 | 11.4172 | 45.675 | 124.9041 | 136:00 | 98.94 | 136:00 | -30.57 | 45.6481 | 11.412 | 45.6656 | 124.8476 | 136:00 | 98.92 | 136:00 | -30.58 | 45.6538 | 11.4135 | 45.6713 | 124.8632
10.94 | 2.735 | 136:15 | 40.01 | 136:15 | -52.85 | 31.9131 | 7.9783 |  | 87.2824 | 136:15 | 0 | 136:15 | 0 | 0 | 0 |  | 0 | 136:15 | 0 | 136:15 | -92.74 | 0 | 0 |  | 0 | 136:15 | 55.14 | 136:15 | -71.53 | 59.5265 | 14.8816 |  | 162.8051 | 136:15 | 0 | 136:15 | 0 | 0 | 0 |  | 0 | 136:15 | 37.38 | 136:15 | -57.9 | 32.6643 | 8.1661 |  | 89.3369 | 136:15 | 33.21 | 136:15 | 33.21 | 16.6454 | 4.1613 |  | 45.5251 | 136:15 | 0 | 136:15 | 0 | 0 | 0 |  | 0 | 136:15 | 98.9 | 136:15 | -30.6 | 45.6745 | 11.4186 |  | 124.9196 | 136:15 | 98.92 | 136:15 | -30.59 | 45.6688 | 11.4172 |  | 124.9041 | 136:15 | 98.9 | 136:15 | -30.6 | 45.6745 | 11.4186 |  | 124.9196
10.94 | 2.735 | 136:30 | 40.01 | 136:30 | -52.86 | 31.9192 | 7.9798 |  | 87.2989 | 136:30 | 0 | 136:30 | 0 | 0 | 0 |  | 0 | 136:30 | 0 | 136:30 | -92.82 | 0 | 0 |  | 0 | 136:30 | 55.17 | 136:30 | -71.45 | 59.4923 | 14.8731 |  | 162.7115 | 136:30 | 0 | 136:30 | 0 | 0 | 0 |  | 0 | 136:30 | 37.38 | 136:30 | -57.91 | 32.67 | 8.1675 |  | 89.3523 | 136:30 | 33.22 | 136:30 | 33.22 | 16.6554 | 4.1638 |  | 45.5525 | 136:30 | 0 | 136:30 | 0 | 0 | 0 |  | 0 | 136:30 | 98.87 | 136:30 | -30.61 | 45.6755 | 11.4189 |  | 124.9226 | 136:30 | 98.89 | 136:30 | -30.6 | 45.6698 | 11.4175 |  | 124.907 | 136:30 | 98.87 | 136:30 | -30.61 | 45.6755 | 11.4189 |  | 124.9226
10.94 | 2.735 | 136:45 | 40.01 | 136:45 | -52.86 | 31.9192 | 7.9798 |  | 87.2989 | 136:45 | 0 | 136:45 | 0 | 0 | 0 |  | 0 | 136:45 | 0 | 136:45 | -92.91 | 0 | 0 |  | 0 | 136:45 | 55.21 | 136:45 | -71.38 | 59.4771 | 14.8693 |  | 162.6699 | 136:45 | 0 | 136:45 | 0 | 0 | 0 |  | 0 | 136:45 | 37.37 | 136:45 | -57.92 | 32.6669 | 8.1667 |  | 89.3438 | 136:45 | 33.24 | 136:45 | 33.24 | 16.6755 | 4.1689 |  | 45.6074 | 136:45 | 0 | 136:45 | 0 | 0 | 0 |  | 0 | 136:45 | 98.85 | 136:45 | -30.62 | 45.6812 | 11.4203 |  | 124.9381 | 136:45 | 98.87 | 136:45 | -30.61 | 45.6755 | 11.4189 |  | 124.9226 | 136:45 | 98.85 | 136:45 | -30.62 | 45.6812 | 11.4203 |  | 124.9381
10.94 | 2.735 | 137:00 | 40.03 | 137:00 | -52.81 | 31.9049 | 7.9762 | 31.9004 | 87.2599 | 137:00 | 0 | 137:00 | 0 | 0 | 0 | 0 | 0 | 137:00 | 0 | 137:00 | -93.18 | 0 | 0 | 0 | 0 | 137:00 | 55.2 | 137:00 | -71.4 | 59.483 | 14.8708 | 59.4442 | 162.686 | 137:00 | 0 | 137:00 | 0 | 0 | 0 | 0 | 0 | 137:00 | 37.33 | 137:00 | -58 | 32.677 | 8.1692 | 32.6773 | 89.3715 | 137:00 | 33.25 | 137:00 | 33.25 | 16.6855 | 4.1714 | 16.7056 | 45.6348 | 137:00 | 0 | 137:00 | 0 | 0 | 0 | 0 | 0 | 137:00 | 98.63 | 137:00 | -30.74 | 45.7582 | 11.4395 | 45.7731 | 125.1486 | 137:00 | 98.65 | 137:00 | -30.73 | 45.7525 | 11.4381 | 45.7675 | 125.1332 | 137:00 | 98.63 | 137:00 | -30.74 | 45.7582 | 11.4395 | 45.7731 | 125.1486
10.94 | 2.735 | 137:15 | 40.03 | 137:15 | -52.8 | 31.8989 | 7.9747 |  | 87.2434 | 137:15 | 0 | 137:15 | 0 | 0 | 0 |  | 0 | 137:15 | 0 | 137:15 | 0 | 0 | 0 |  | 0 | 137:15 | 55.22 | 137:15 | -71.34 | 59.4546 | 14.8636 |  | 162.6082 | 137:15 | 0 | 137:15 | 0 | 0 | 0 |  | 0 | 137:15 | 37.32 | 137:15 | -58.01 | 32.6738 | 8.1685 |  | 89.3629 | 137:15 | 33.26 | 137:15 | 33.26 | 16.6955 | 4.1739 |  | 45.6623 | 137:15 | 0 | 137:15 | 0 | 0 | 0 |  | 0 | 137:15 | 98.6 | 137:15 | -30.76 | 45.774 | 11.4435 |  | 125.1919 | 137:15 | 98.62 | 137:15 | -30.75 | 45.7684 | 11.4421 |  | 125.1766 | 137:15 | 98.6 | 137:15 | -30.76 | 45.774 | 11.4435 |  | 125.1919
10.94 | 2.735 | 137:30 | 40.03 | 137:30 | -52.8 | 31.8989 | 7.9747 |  | 87.2434 | 137:30 | 0 | 137:30 | 0 | 0 | 0 |  | 0 | 137:30 | 0 | 137:30 | 0 | 0 | 0 |  | 0 | 137:30 | 55.25 | 137:30 | -71.27 | 59.4285 | 14.8571 |  | 162.5369 | 137:30 | 0 | 137:30 | 0 | 0 | 0 |  | 0 | 137:30 | 37.31 | 137:30 | -58.03 | 32.6763 | 8.1691 |  | 89.3698 | 137:30 | 33.28 | 137:30 | 33.28 | 16.7156 | 4.1789 |  | 45.7172 | 137:30 | 0 | 137:30 | 0 | 0 | 0 |  | 0 | 137:30 | 98.58 | 137:30 | -30.77 | 45.7796 | 11.4449 |  | 125.2072 | 137:30 | 98.6 | 137:30 | -30.76 | 45.774 | 11.4435 |  | 125.1919 | 137:30 | 98.58 | 137:30 | -30.77 | 45.7796 | 11.4449 |  | 125.2072
10.94 | 2.735 | 137:45 | 40.03 | 137:45 | -52.8 | 31.8989 | 7.9747 |  | 87.2434 | 137:45 | 0 | 137:45 | 0 | 0 | 0 |  | 0 | 137:45 | 0 | 137:45 | 0 | 0 | 0 |  | 0 | 137:45 | 55.28 | 137:45 | -71.21 | 59.4107 | 14.8527 |  | 162.4883 | 137:45 | 0 | 137:45 | 0 | 0 | 0 |  | 0 | 137:45 | 37.31 | 137:45 | -58.04 | 32.682 | 8.1705 |  | 89.3852 | 137:45 | 33.29 | 137:45 | 33.29 | 16.7257 | 4.1814 |  | 45.7447 | 137:45 | 0 | 137:45 | 0 | 0 | 0 |  | 0 | 137:45 | 98.55 | 137:45 | -30.78 | 45.7805 | 11.4451 |  | 125.2098 | 137:45 | 98.57 | 137:45 | -30.77 | 45.775 | 11.4437 |  | 125.1945 | 137:45 | 98.55 | 137:45 | -30.78 | 45.7805 | 11.4451 |  | 125.2098
10.94 | 2.735 | 138:00 | 39.86 | 138:00 | -53.16 | 31.98 | 7.995 | 32.0826 | 87.4652 | 138:00 | 0 | 138:00 | 0 | 0 | 0 | 0 | 0 | 138:00 | 0 | 138:00 | 0 | 0 | 0 | 0 | 0 | 138:00 | 55.27 | 138:00 | -71.23 | 59.4166 | 14.8542 | 60.9081 | 162.5045 | 138:00 | 0 | 138:00 | 0 | 0 | 0 | 0 | 0 | 138:00 | 37.23 | 138:00 | -58.19 | 32.6962 | 8.174 | 32.6965 | 89.4241 | 138:00 | 33.3 | 138:00 | 33.3 | 16.7357 | 4.1839 | 16.7483 | 45.7722 | 138:00 | 0 | 138:00 | 0 | 0 | 0 | 0 | 0 | 138:00 | 98.3 | 138:00 | -30.92 | 45.8721 | 11.468 | 45.8518 | 125.4602 | 138:00 | 98.32 | 138:00 | -30.91 | 45.8666 | 11.4666 | 45.8463 | 125.4451 | 138:00 | 98.3 | 138:00 | -30.92 | 45.8721 | 11.468 | 45.8518 | 125.4602
10.94 | 2.735 | 138:15 | 39.85 | 138:15 | -53.17 | 31.978 | 7.9945 |  | 87.4597 | 138:15 | 0 | 138:15 | 0 | 0 | 0 |  | 0 | 138:15 | 0 | 138:15 | 0 | 0 | 0 |  | 0 | 138:15 | 55.29 | 138:15 | -71.18 | 59.3964 | 14.8491 |  | 162.4492 | 138:15 | 0 | 138:15 | 0 | 0 | 0 |  | 0 | 138:15 | 37.22 | 138:15 | -58.2 | 32.693 | 8.1733 |  | 89.4154 | 138:15 | 33.32 | 138:15 | 33.32 | 16.7558 | 4.189 |  | 45.8272 | 138:15 | 0 | 138:15 | 0 | 0 | 0 |  | 0 | 138:15 | 98.27 | 138:15 | -30.94 | 45.8878 | 11.4719 |  | 125.503 | 138:15 | 98.29 | 138:15 | -30.93 | 45.8823 | 11.4706 |  | 125.488 | 138:15 | 98.27 | 138:15 | -30.94 | 45.8878 | 11.4719 |  | 125.503
10.94 | 2.735 | 138:30 | 39.29 | 138:30 | -54.27 | 32.1808 | 8.0452 |  | 88.0146 | 138:30 | 0 | 138:30 | 0 | 0 | 0 |  | 0 | 138:30 | 47.18 | 138:30 | 0 | 0 | 0 |  | 0 | 138:30 | 47.15 | 138:30 | -87.71 | 62.4146 | 15.6037 |  | 170.704 | 138:30 | 0 | 138:30 | 0 | 0 | 0 |  | 0 | 138:30 | 37.18 | 138:30 | -58.27 | 32.6972 | 8.1743 |  | 89.4267 | 138:30 | 33.31 | 138:30 | 33.31 | 16.7458 | 4.1864 |  | 45.7997 | 138:30 | 0 | 138:30 | 0 | 0 | 0 |  | 0 | 138:30 | 98.44 | 138:30 | -30.84 | 45.8186 | 11.4546 |  | 125.3138 | 138:30 | 98.46 | 138:30 | -30.83 | 45.813 | 11.4533 |  | 125.2986 | 138:30 | 98.44 | 138:30 | -30.84 | 45.8186 | 11.4546 |  | 125.3138
10.94 | 2.735 | 138:45 | 39.26 | 138:45 | -54.33 | 32.1918 | 8.048 |  | 88.0447 | 138:45 | 0 | 138:45 | 0 | 0 | 0 |  | 0 | 138:45 | 47.05 | 138:45 | 0 | 0 | 0 |  | 0 | 138:45 | 47.03 | 138:45 | -87.92 | 62.4048 | 15.6012 |  | 170.6773 | 138:45 | 0 | 138:45 | 0 | 0 | 0 |  | 0 | 138:45 | 37.17 | 138:45 | -58.29 | 32.6996 | 8.1749 |  | 89.4334 | 138:45 | 33.32 | 138:45 | 33.32 | 16.7558 | 4.189 |  | 45.8272 | 138:45 | 0 | 138:45 | 0 | 0 | 0 |  | 0 | 138:45 | 98.43 | 138:45 | -30.85 | 45.8288 | 11.4572 |  | 125.3417 | 138:45 | 98.45 | 138:45 | -30.84 | 45.8232 | 11.4558 |  | 125.3265 | 138:45 | 98.43 | 138:45 | -30.85 | 45.8288 | 11.4572 |  | 125.3417
10.94 | 2.735 | 139:00 | 40 | 139:00 | -52.86 | 31.9112 | 7.9778 | 31.9101 | 87.2771 | 139:00 | 0 | 139:00 | 0 | 0 | 0 | 0 | 0 | 139:00 | 0 | 139:00 | 0 | 0 | 0 | 0 | 0 | 139:00 | 55.2 | 139:00 | -71.39 | 59.4747 | 14.8687 | 59.4195 | 162.6632 | 139:00 | 0 | 139:00 | 0 | 0 | 0 | 0 | 0 | 139:00 | 37.58 | 139:00 | -57.53 | 32.6292 | 8.1573 | 32.6273 | 89.2409 | 139:00 | 33.45 | 139:00 | 33.45 | 16.8868 | 4.2217 | 16.9146 | 46.1855 | 139:00 | 0 | 139:00 | 0 | 0 | 0 | 0 | 0 | 139:00 | 99.04 | 139:00 | -30.52 | 45.6195 | 11.4049 | 45.629 | 124.7694 | 139:00 | 99.06 | 139:00 | -30.51 | 45.6138 | 11.4034 | 45.6195 | 124.7537 | 139:00 | 99.04 | 139:00 | -30.52 | 45.6195 | 11.4049 | 45.6253 | 124.7694
10.94 | 2.735 | 139:15 | 40.01 | 139:15 | -52.85 | 31.9131 | 7.9783 |  | 87.2824 | 139:15 | 0 | 139:15 | 0 | 0 | 0 |  | 0 | 139:15 | 0 | 139:15 | 0 | 0 | 0 |  | 0 | 139:15 | 55.24 | 139:15 | -71.29 | 59.4344 | 14.8586 |  | 162.5531 | 139:15 | 0 | 139:15 | 0 | 0 | 0 |  | 0 | 139:15 | 37.59 | 139:15 | -57.51 | 32.6266 | 8.1566 |  | 89.2337 | 139:15 | 33.47 | 139:15 | 33.47 | 16.907 | 4.2268 |  | 46.2407 | 139:15 | 0 | 139:15 | 0 | 0 | 0 |  | 0 | 139:15 | 99.03 | 139:15 | -30.53 | 45.6299 | 11.4075 |  | 124.7977 | 139:15 | 99.05 | 139:15 | -30.52 | 45.6241 | 11.406 |  | 124.782 | 139:15 | 99.03 | 139:15 | -30.53 | 45.6299 | 11.4075 |  | 124.7977
10.94 | 2.735 | 139:30 | 40.01 | 139:30 | -52.84 | 31.9071 | 7.9768 |  | 87.2659 | 139:30 | 0 | 139:30 | 0 | 0 | 0 |  | 0 | 139:30 | 0 | 139:30 | 0 | 0 | 0 |  | 0 | 139:30 | 55.29 | 139:30 | -71.19 | 59.4048 | 14.8512 |  | 162.472 | 139:30 | 0 | 139:30 | 0 | 0 | 0 |  | 0 | 139:30 | 37.6 | 139:30 | -57.5 | 32.6296 | 8.1574 |  | 89.2419 | 139:30 | 33.49 | 139:30 | 33.49 | 16.9272 | 4.2318 |  | 46.296 | 139:30 | 0 | 139:30 | 0 | 0 | 0 |  | 0 | 139:30 | 99.01 | 139:30 | -30.54 | 45.6356 | 11.4089 |  | 124.8134 | 139:30 | 99.03 | 139:30 | -30.52 | 45.6149 | 11.4037 |  | 124.7568 | 139:30 | 99.01 | 139:30 | -30.53 | 45.6207 | 11.4052 |  | 124.7725
10.94 | 2.735 | 139:45 | 40.02 | 139:45 | -52.83 | 31.909 | 7.9773 |  | 87.2711 | 139:45 | 0 | 139:45 | 0 | 0 | 0 |  | 0 | 139:45 | 0 | 139:45 | -91.92 | 0 | 0 |  | 0 | 139:45 | 55.33 | 139:45 | -71.09 | 59.3642 | 14.8411 |  | 162.3612 | 139:45 | 0 | 139:45 | 0 | 0 | 0 |  | 0 | 139:45 | 37.6 | 139:45 | -57.49 | 32.6239 | 8.156 |  | 89.2264 | 139:45 | 33.5 | 139:45 | 33.5 | 16.9373 | 4.2343 |  | 46.3236 | 139:45 | 0 | 139:45 | 0 | 0 | 0 |  | 0 | 139:45 | 99 | 139:45 | -30.54 | 45.631 | 11.4077 |  | 124.8008 | 139:45 | 99.02 | 139:45 | -30.53 | 45.6253 | 11.4063 |  | 124.7851 | 139:45 | 99 | 139:45 | -30.54 | 45.631 | 11.4077 |  | 124.8008
6.72 | 1.68 | 140:00 | 40.25 | 140:00 | -52.37 | 31.813 | 7.9532 | 31.802 | 53.4458 | 140:00 | 0 | 140:00 | 0 | 0 | 0 | 0 | 0 | 140:00 | 0 | 140:00 | -91.52 | 0 | 0 | 0 | 0 | 140:00 | 55.63 | 140:00 | -70.4 | 59.1068 | 14.7767 | 59.0194 | 99.2994 | 140:00 | 0 | 140:00 | 0 | 0 | 0 | 0 | 0 | 140:00 | 35.89 | 140:00 | -60.59 | 32.8194 | 8.2048 | 32.8217 | 55.1365 | 140:00 | 29.65 | 140:00 | 29.65 | 13.268 | 3.317 | 13.2456 | 22.2902 | 140:00 | 29.61 | 140:00 | -51.26 | 22.9072 | 5.7268 | 22.9172 | 38.4842 | 140:00 | 99.71 | 140:00 | -30.16 | 45.3864 | 11.3466 | 45.3775 | 76.2491 | 140:00 | 99.73 | 140:00 | -30.14 | 45.3654 | 11.3413 | 45.3677 | 76.2139 | 140:00 | 99.71 | 140:00 | -30.16 | 45.3864 | 11.3466 | 45.3775 | 76.2491
6.72 | 1.68 | 140:15 | 40.26 | 140:15 | -52.34 | 31.8026 | 7.9507 |  | 53.4284 | 140:15 | 0 | 140:15 | 0 | 0 | 0 |  | 0 | 140:15 | 0 | 140:15 | -91.56 | 0 | 0 |  | 0 | 140:15 | 55.7 | 140:15 | -70.25 | 59.0551 | 14.7638 |  | 99.2125 | 140:15 | 0 | 140:15 | 0 | 0 | 0 |  | 0 | 140:15 | 35.9 | 140:15 | -60.58 | 32.8231 | 8.2058 |  | 55.1428 | 140:15 | 29.63 | 140:15 | 29.63 | 13.2501 | 3.3125 |  | 22.2602 | 140:15 | 29.59 | 140:15 | -51.31 | 22.9141 | 5.7285 |  | 38.4957 | 140:15 | 99.73 | 140:15 | -30.15 | 45.3804 | 11.3451 |  | 76.2392 | 140:15 | 99.75 | 140:15 | -30.14 | 45.3745 | 11.3436 |  | 76.2292 | 140:15 | 99.73 | 140:15 | -30.15 | 45.3804 | 11.3451 |  | 76.2392
6.72 | 1.68 | 140:30 | 40.27 | 140:30 | -52.32 | 31.7984 | 7.9496 |  | 53.4213 | 140:30 | 0 | 140:30 | 0 | 0 | 0 |  | 0 | 140:30 | 0 | 140:30 | -91.6 | 0 | 0 |  | 0 | 140:30 | 55.76 | 140:30 | -70.09 | 58.984 | 14.746 |  | 99.0932 | 140:30 | 0 | 140:30 | 0 | 0 | 0 |  | 0 | 140:30 | 35.9 | 140:30 | -60.57 | 32.8177 | 8.2044 |  | 55.1337 | 140:30 | 29.62 | 140:30 | 29.62 | 13.2412 | 3.3103 |  | 22.2451 | 140:30 | 29.57 | 140:30 | -51.35 | 22.9165 | 5.7291 |  | 38.4996 | 140:30 | 99.75 | 140:30 | -30.14 | 45.3745 | 11.3436 |  | 76.2292 | 140:30 | 99.77 | 140:30 | -30.13 | 45.3685 | 11.3421 |  | 76.2191 | 140:30 | 99.75 | 140:30 | -30.14 | 45.3745 | 11.3436 |  | 76.2292
6.72 | 1.68 | 140:45 | 40.28 | 140:45 | -52.3 | 31.7941 | 7.9485 |  | 53.4141 | 140:45 | 0 | 140:45 | 0 | 0 | 0 |  | 0 | 140:45 | 0 | 140:45 | -91.64 | 0 | 0 |  | 0 | 140:45 | 55.83 | 140:45 | -69.94 | 58.9317 | 14.7329 |  | 99.0052 | 140:45 | 0 | 140:45 | 0 | 0 | 0 |  | 0 | 140:45 | 35.91 | 140:45 | -60.57 | 32.8268 | 8.2067 |  | 55.149 | 140:45 | 29.6 | 140:45 | 29.6 | 13.2233 | 3.3058 |  | 22.2151 | 140:45 | 29.56 | 140:45 | -51.4 | 22.931 | 5.7328 |  | 38.5241 | 140:45 | 99.77 | 140:45 | -30.13 | 45.3685 | 11.3421 |  | 76.2191 | 140:45 | 99.79 | 140:45 | -30.12 | 45.3626 | 11.3406 |  | 76.2091 | 140:45 | 99.77 | 140:45 | -30.13 | 45.3685 | 11.3421 |  | 76.2191
6.72 | 1.68 | 141:00 | 39.62 | 141:00 | -53.62 | 32.0625 | 8.0156 | 32.0721 | 53.8649 | 141:00 | 0 | 141:00 | 0 | 0 | 0 | 0 | 0 | 141:00 | 48.05 | 141:00 | -91.73 | 66.5213 | 16.6303 | 66.3956 | 111.7557 | 141:00 | 48.02 | 141:00 | -86.13 | 62.4212 | 15.6053 | 62.4251 | 104.8676 | 141:00 | 0 | 141:00 | 0 | 0 | 0 | 0 | 0 | 141:00 | 36.04 | 141:00 | -60.33 | 32.8151 | 8.2038 | 32.8129 | 55.1294 | 141:00 | 29.52 | 141:00 | 29.52 | 13.1519 | 3.288 | 13.1252 | 22.0952 | 141:00 | 29.48 | 141:00 | -51.66 | 22.9846 | 5.7462 | 23.0012 | 38.6142 | 141:00 | 100.93 | 141:00 | -29.49 | 44.9211 | 11.2303 | 44.8957 | 75.4675 | 141:00 | 100.95 | 141:00 | -29.48 | 44.9148 | 11.2287 | 44.8817 | 75.4569 | 141:00 | 100.93 | 141:00 | -29.49 | 44.9211 | 11.2303 | 44.8957 | 75.4675
6.72 | 1.68 | 141:15 | 39.6 | 141:15 | -53.65 | 32.0642 | 8.0161 |  | 53.8679 | 141:15 | 0 | 141:15 | 0 | 0 | 0 |  | 0 | 141:15 | 47.96 | 141:15 | -91.79 | 66.4401 | 16.61 |  | 111.6193 | 141:15 | 47.94 | 141:15 | -86.29 | 62.433 | 15.6082 |  | 104.8874 | 141:15 | 0 | 141:15 | 0 | 0 | 0 |  | 0 | 141:15 | 36.05 | 141:15 | -60.3 | 32.8079 | 8.202 |  | 55.1172 | 141:15 | 29.5 | 141:15 | 29.5 | 13.1341 | 3.2835 |  | 22.0653 | 141:15 | 29.46 | 141:15 | -51.72 | 22.9957 | 5.7489 |  | 38.6328 | 141:15 | 100.98 | 141:15 | -29.46 | 44.8977 | 11.2244 |  | 75.4281 | 141:15 | 101 | 141:15 | -29.45 | 44.8913 | 11.2228 |  | 75.4174 | 141:15 | 100.98 | 141:15 | -29.46 | 44.8977 | 11.2244 |  | 75.4281
6.72 | 1.68 | 141:30 | 39.59 | 141:30 | -53.69 | 32.08 | 8.02 |  | 53.8944 | 141:30 | 0 | 141:30 | 0 | 0 | 0 |  | 0 | 141:30 | 47.87 | 141:30 | -91.84 | 66.3515 | 16.5879 |  | 111.4706 | 141:30 | 47.85 | 141:30 | -86.44 | 62.4241 | 15.606 |  | 104.8725 | 141:30 | 0 | 141:30 | 0 | 0 | 0 |  | 0 | 141:30 | 36.07 | 141:30 | -60.28 | 32.8152 | 8.2038 |  | 55.1295 | 141:30 | 29.48 | 141:30 | 29.48 | 13.1163 | 3.2791 |  | 22.0353 | 141:30 | 29.44 | 141:30 | -51.78 | 23.0068 | 5.7517 |  | 38.6514 | 141:30 | 101.04 | 141:30 | -29.44 | 44.8938 | 11.2235 |  | 75.4217 | 141:30 | 101.06 | 141:30 | -29.42 | 44.8722 | 11.2181 |  | 75.3853 | 141:30 | 101.04 | 141:30 | -29.44 | 44.8938 | 11.2235 |  | 75.4217
6.72 | 1.68 | 141:45 | 39.57 | 141:45 | -53.72 | 32.0817 | 8.0204 |  | 53.8973 | 141:45 | 0 | 141:45 | 0 | 0 | 0 |  | 0 | 141:45 | 47.79 | 141:45 | -91.88 | 66.2695 | 16.5674 |  | 111.3328 | 141:45 | 47.76 | 141:45 | -86.6 | 62.422 | 15.6055 |  | 104.869 | 141:45 | 0 | 141:45 | 0 | 0 | 0 |  | 0 | 141:45 | 36.08 | 141:45 | -60.26 | 32.8134 | 8.2034 |  | 55.1265 | 141:45 | 29.46 | 141:45 | 29.46 | 13.0985 | 3.2746 |  | 22.0055 | 141:45 | 29.42 | 141:45 | -51.84 | 23.0178 | 5.7544 |  | 38.6699 | 141:45 | 101.09 | 141:45 | -29.41 | 44.8703 | 11.2176 |  | 75.3821 | 141:45 | 101.11 | 141:45 | -29.39 | 44.8486 | 11.2122 |  | 75.3457 | 141:45 | 101.09 | 141:45 | -29.41 | 44.8703 | 11.2176 |  | 75.3821
6.72 | 1.68 | 142:00 | 39.49 | 142:00 | -53.87 | 32.1063 | 8.0266 | 32.1207 | 53.9385 | 142:00 | 0 | 142:00 | 0 | 0 | 0 | 0 | 0 | 142:00 | 47.86 | 142:00 | -91.65 | 66.2004 | 16.5501 | 66.0872 | 111.2167 | 142:00 | 47.83 | 142:00 | -86.47 | 62.4197 | 15.6049 | 62.4231 | 104.8651 | 142:00 | 0 | 142:00 | 0 | 0 | 0 | 0 | 0 | 142:00 | 35.98 | 142:00 | -60.43 | 32.8148 | 8.2037 | 32.8167 | 55.1288 | 142:00 | 29.55 | 142:00 | 29.55 | 13.1786 | 3.2947 | 13.1541 | 22.1401 | 142:00 | 29.51 | 142:00 | -51.55 | 22.959 | 5.7398 | 22.9777 | 38.5712 | 142:00 | 101.13 | 142:00 | -29.38 | 44.8423 | 11.2106 | 44.8139 | 75.335 | 142:00 | 101.15 | 142:00 | -29.37 | 44.8359 | 11.209 | 44.8047 | 75.3242 | 142:00 | 101.13 | 142:00 | -29.38 | 44.8423 | 11.2106 | 44.8139 | 75.335
6.72 | 1.68 | 142:15 | 39.48 | 142:15 | -53.91 | 32.122 | 8.0305 |  | 53.9649 | 142:15 | 0 | 142:15 | 0 | 0 | 0 |  | 0 | 142:15 | 47.8 | 142:15 | -91.67 | 66.1319 | 16.533 |  | 111.1015 | 142:15 | 47.78 | 142:15 | -86.57 | 62.4265 | 15.6066 |  | 104.8766 | 142:15 | 0 | 142:15 | 0 | 0 | 0 |  | 0 | 142:15 | 35.99 | 142:15 | -60.42 | 32.8185 | 8.2046 |  | 55.135 | 142:15 | 29.53 | 142:15 | 29.53 | 13.1608 | 3.2902 |  | 22.1102 | 142:15 | 29.49 | 142:15 | -51.62 | 22.9746 | 5.7437 |  | 38.5974 | 142:15 | 101.19 | 142:15 | -29.35 | 44.823 | 11.2058 |  | 75.3027 | 142:15 | 101.21 | 142:15 | -29.34 | 44.8166 | 11.2042 |  | 75.2919 | 142:15 | 101.19 | 142:15 | -29.35 | 44.823 | 11.2058 |  | 75.3027
6.72 | 1.68 | 142:30 | 39.46 | 142:30 | -53.94 | 32.1236 | 8.0309 |  | 53.9676 | 142:30 | 0 | 142:30 | 0 | 0 | 0 |  | 0 | 142:30 | 47.73 | 142:30 | -91.69 | 66.0494 | 16.5124 |  | 110.963 | 142:30 | 47.71 | 142:30 | -86.7 | 62.4287 | 15.6072 |  | 104.8802 | 142:30 | 0 | 142:30 | 0 | 0 | 0 |  | 0 | 142:30 | 36 | 142:30 | -60.41 | 32.8221 | 8.2055 |  | 55.1412 | 142:30 | 29.51 | 142:30 | 29.51 | 13.143 | 3.2857 |  | 22.0802 | 142:30 | 29.47 | 142:30 | -51.67 | 22.9813 | 5.7453 |  | 38.6086 | 142:30 | 101.24 | 142:30 | -29.32 | 44.7994 | 11.1998 |  | 75.2629 | 142:30 | 101.26 | 142:30 | -29.31 | 44.7929 | 11.1982 |  | 75.2521 | 142:30 | 101.24 | 142:30 | -29.32 | 44.7994 | 11.1998 |  | 75.2629
6.72 | 1.68 | 142:45 | 39.44 | 142:45 | -53.98 | 32.1311 | 8.0328 |  | 53.9802 | 142:45 | 0 | 142:45 | 0 | 0 | 0 |  | 0 | 142:45 | 47.66 | 142:45 | -91.71 | 65.9669 | 16.4917 |  | 110.8245 | 142:45 | 47.63 | 142:45 | -86.83 | 62.4175 | 15.6044 |  | 104.8613 | 142:45 | 0 | 142:45 | 0 | 0 | 0 |  | 0 | 142:45 | 36 | 142:45 | -60.39 | 32.8113 | 8.2028 |  | 55.123 | 142:45 | 29.5 | 142:45 | 29.5 | 13.1341 | 3.2835 |  | 22.0653 | 142:45 | 29.46 | 142:45 | -51.72 | 22.9957 | 5.7489 |  | 38.6328 | 142:45 | 101.29 | 142:45 | -29.3 | 44.7909 | 11.1977 |  | 75.2487 | 142:45 | 101.32 | 142:45 | -29.28 | 44.7736 | 11.1934 |  | 75.2196 | 142:45 | 101.29 | 142:45 | -29.3 | 44.7909 | 11.1977 |  | 75.2487
6.72 | 1.68 | 143:00 | 39.31 | 143:00 | -54.23 | 32.1735 | 8.0434 | 32.183 | 54.0515 | 143:00 | 0 | 143:00 | 0 | 0 | 0 | 0 | 0 | 143:00 | 46.92 | 143:00 | -92.57 | 65.5517 | 16.3879 | 65.418 | 110.1268 | 143:00 | 46.9 | 143:00 | -88.15 | 62.3951 | 15.5988 | 62.3761 | 104.8238 | 143:00 | 0 | 143:00 | 0 | 0 | 0 | 0 | 0 | 143:00 | 36.06 | 143:00 | -60.28 | 32.8061 | 8.2015 | 32.8093 | 55.1142 | 143:00 | 29.55 | 143:00 | 29.55 | 13.1786 | 3.2947 | 13.1564 | 22.1401 | 143:00 | 29.5 | 143:00 | -51.57 | 22.9602 | 5.74 | 22.9777 | 38.5731 | 143:00 | 100.29 | 143:00 | -29.84 | 45.166 | 11.2915 | 45.1507 | 75.879 | 143:00 | 100.31 | 143:00 | -29.83 | 45.1599 | 11.29 | 45.1408 | 75.8687 | 143:00 | 100.29 | 143:00 | -29.84 | 45.166 | 11.2915 | 45.1507 | 75.879
6.72 | 1.68 | 143:15 | 39.29 | 143:15 | -54.27 | 32.1808 | 8.0452 |  | 54.0638 | 143:15 | 0 | 143:15 | 0 | 0 | 0 |  | 0 | 143:15 | 46.81 | 143:15 | -92.66 | 65.4616 | 16.3654 |  | 109.9755 | 143:15 | 46.79 | 143:15 | -88.34 | 62.383 | 15.5957 |  | 104.8034 | 143:15 | 0 | 143:15 | 0 | 0 | 0 |  | 0 | 143:15 | 36.07 | 143:15 | -60.27 | 32.8098 | 8.2024 |  | 55.1204 | 143:15 | 29.53 | 143:15 | 29.53 | 13.1608 | 3.2902 |  | 22.1102 | 143:15 | 29.49 | 143:15 | -51.62 | 22.9746 | 5.7437 |  | 38.5974 | 143:15 | 100.32 | 143:15 | -29.82 | 45.1493 | 11.2873 |  | 75.8508 | 143:15 | 100.34 | 143:15 | -29.81 | 45.1431 | 11.2858 |  | 75.8405 | 143:15 | 100.32 | 143:15 | -29.82 | 45.1493 | 11.2873 |  | 75.8508
6.72 | 1.68 | 143:30 | 39.27 | 143:30 | -54.31 | 32.1882 | 8.047 |  | 54.0761 | 143:30 | 0 | 143:30 | 0 | 0 | 0 |  | 0 | 143:30 | 46.71 | 143:30 | -92.74 | 65.3781 | 16.3445 |  | 109.8353 | 143:30 | 46.68 | 143:30 | -88.52 | 62.3631 | 15.5908 |  | 104.7701 | 143:30 | 0 | 143:30 | 0 | 0 | 0 |  | 0 | 143:30 | 36.08 | 143:30 | -60.26 | 32.8134 | 8.2034 |  | 55.1265 | 143:30 | 29.52 | 143:30 | 29.52 | 13.1519 | 3.288 |  | 22.0952 | 143:30 | 29.48 | 143:30 | -51.66 | 22.9846 | 5.7462 |  | 38.6142 | 143:30 | 100.36 | 143:30 | -29.81 | 45.1521 | 11.288 |  | 75.8556 | 143:30 | 100.38 | 143:30 | -29.79 | 45.1308 | 11.2827 |  | 75.8198 | 143:30 | 100.36 | 143:30 | -29.81 | 45.1521 | 11.288 |  | 75.8556
6.72 | 1.68 | 143:45 | 39.25 | 143:45 | -54.34 | 32.1896 | 8.0474 |  | 54.0784 | 143:45 | 0 | 143:45 | 0 | 0 | 0 |  | 0 | 143:45 | 46.6 | 143:45 | -92.82 | 65.2804 | 16.3201 |  | 109.6712 | 143:45 | 46.58 | 143:45 | -88.71 | 62.3631 | 15.5908 |  | 104.77 | 143:45 | 0 | 143:45 | 0 | 0 | 0 |  | 0 | 143:45 | 36.08 | 143:45 | -60.25 | 32.808 | 8.202 |  | 55.1174 | 143:45 | 29.5 | 143:45 | 29.5 | 13.1341 | 3.2835 |  | 22.0653 | 143:45 | 29.46 | 143:45 | -51.71 | 22.9913 | 5.7478 |  | 38.6253 | 143:45 | 100.39 | 143:45 | -29.79 | 45.1353 | 11.2838 |  | 75.8274 | 143:45 | 100.41 | 143:45 | -29.78 | 45.1292 | 11.2823 |  | 75.817 | 143:45 | 100.39 | 143:45 | -29.79 | 45.1353 | 11.2838 |  | 75.8274
6.72 | 1.68 | 144:00 | 39.63 | 144:00 | -53.59 | 32.0526 | 8.0132 | 32.0571 | 53.8484 | 144:00 | 0 | 144:00 | 0 | 0 | 0 | 0 | 0 | 144:00 | 0 | 144:00 | -93.8 | 0 | 0 | 0 | 0 | 144:00 | 54.1 | 144:00 | -73.87 | 60.3144 | 15.0786 | 60.3023 | 101.3282 | 144:00 | 0 | 144:00 | 0 | 0 | 0 | 0 | 0 | 144:00 | 35.68 | 144:00 | -60.97 | 32.832 | 8.208 | 32.8278 | 55.1577 | 144:00 | 28.69 | 144:00 | 28.69 | 12.4227 | 3.1057 | 12.3924 | 20.8702 | 144:00 | 28.65 | 144:00 | -54.2 | 23.4358 | 5.8589 | 23.4525 | 39.3721 | 144:00 | 99.96 | 144:00 | -30.02 | 45.289 | 11.3222 | 45.2871 | 76.0855 | 144:00 | 99.98 | 144:00 | -30.01 | 45.283 | 11.3207 | 45.2811 | 76.0754 | 144:00 | 99.96 | 144:00 | -30.02 | 45.289 | 11.3222 | 45.2871 | 76.0855
6.72 | 1.68 | 144:15 | 39.63 | 144:15 | -53.6 | 32.0586 | 8.0146 |  | 53.8584 | 144:15 | 0 | 144:15 | 0 | 0 | 0 |  | 0 | 144:15 | 0 | 144:15 | 0 | 0 | 0 |  | 0 | 144:15 | 54.1 | 144:15 | -73.85 | 60.2981 | 15.0745 |  | 101.3008 | 144:15 | 0 | 144:15 | 0 | 0 | 0 |  | 0 | 144:15 | 35.66 | 144:15 | -60.99 | 32.8243 | 8.2061 |  | 55.1448 | 144:15 | 28.67 | 144:15 | 28.67 | 12.4054 | 3.1014 |  | 20.8411 | 144:15 | 28.63 | 144:15 | -54.27 | 23.4497 | 5.8624 |  | 39.3955 | 144:15 | 99.97 | 144:15 | -30.02 | 45.2935 | 11.3234 |  | 76.0931 | 144:15 | 99.99 | 144:15 | -30.01 | 45.2875 | 11.3219 |  | 76.083 | 144:15 | 99.97 | 144:15 | -30.02 | 45.2935 | 11.3234 |  | 76.0931
6.72 | 1.68 | 144:30 | 39.63 | 144:30 | -53.6 | 32.0586 | 8.0146 |  | 53.8584 | 144:30 | 0 | 144:30 | 0 | 0 | 0 |  | 0 | 144:30 | 0 | 144:30 | 0 | 0 | 0 |  | 0 | 144:30 | 54.11 | 144:30 | -73.84 | 60.301 | 15.0753 |  | 101.3058 | 144:30 | 0 | 144:30 | 0 | 0 | 0 |  | 0 | 144:30 | 35.65 | 144:30 | -61.02 | 32.8312 | 8.2078 |  | 55.1565 | 144:30 | 28.64 | 144:30 | 28.64 | 12.3795 | 3.0949 |  | 20.7975 | 144:30 | 28.6 | 144:30 | -54.34 | 23.4553 | 5.8638 |  | 39.4049 | 144:30 | 99.98 | 144:30 | -30.01 | 45.283 | 11.3207 |  | 76.0754 | 144:30 | 100 | 144:30 | -30 | 45.2769 | 11.3192 |  | 76.0652 | 144:30 | 99.98 | 144:30 | -30.01 | 45.283 | 11.3207 |  | 76.0754
6.72 | 1.68 | 144:45 | 39.63 | 144:45 | -53.6 | 32.0586 | 8.0146 |  | 53.8584 | 144:45 | 0 | 144:45 | 0 | 0 | 0 |  | 0 | 144:45 | 0 | 144:45 | 0 | 0 | 0 |  | 0 | 144:45 | 54.12 | 144:45 | -73.82 | 60.2959 | 15.074 |  | 101.297 | 144:45 | 0 | 144:45 | 0 | 0 | 0 |  | 0 | 144:45 | 35.63 | 144:45 | -61.04 | 32.8236 | 8.2059 |  | 55.1436 | 144:45 | 28.62 | 144:45 | 28.62 | 12.3622 | 3.0905 |  | 20.7685 | 144:45 | 28.58 | 144:45 | -54.41 | 23.4691 | 5.8673 |  | 39.4281 | 144:45 | 99.98 | 144:45 | -30.01 | 45.283 | 11.3207 |  | 76.0754 | 144:45 | 100 | 144:45 | -30 | 45.2769 | 11.3192 |  | 76.0652 | 144:45 | 99.98 | 144:45 | -30.01 | 45.283 | 11.3207 |  | 76.0754
6.72 | 1.68 | 145:00 | 39.33 | 145:00 | -54.2 | 32.1721 | 8.043 | 32.1717 | 54.0491 | 145:00 | 0 | 145:00 | 0 | 0 | 0 | 0 | 0 | 145:00 | 0 | 145:00 | 0 | 0 | 0 | 0 | 0 | 145:00 | 53.91 | 145:00 | -74.28 | 60.4362 | 15.109 | 60.4587 | 101.5328 | 145:00 | 0 | 145:00 | 0 | 0 | 0 | 0 | 0 | 145:00 | 37.02 | 145:00 | -58.57 | 32.7241 | 8.181 | 32.7254 | 54.9764 | 145:00 | 32.99 | 145:00 | 32.99 | 16.4256 | 4.1064 | 16.433 | 27.5949 | 145:00 | 0 | 145:00 | 0 | 0 | 0 | 0 | 0 | 145:00 | 97.6 | 145:00 | -31.3 | 46.1052 | 11.5263 | 46.1249 | 77.4567 | 145:00 | 97.62 | 145:00 | -31.29 | 46.0999 | 11.525 | 46.1197 | 77.4478 | 145:00 | 97.6 | 145:00 | -31.3 | 46.1052 | 11.5263 | 46.1249 | 77.4567
6.72 | 1.68 | 145:15 | 39.32 | 145:15 | -54.21 | 32.1698 | 8.0425 |  | 54.0453 | 145:15 | 0 | 145:15 | 0 | 0 | 0 |  | 0 | 145:15 | 0 | 145:15 | 0 | 0 | 0 |  | 0 | 145:15 | 53.89 | 145:15 | -74.33 | 60.4544 | 15.1136 |  | 101.5634 | 145:15 | 0 | 145:15 | 0 | 0 | 0 |  | 0 | 145:15 | 37 | 145:15 | -58.6 | 32.7231 | 8.1808 |  | 54.9749 | 145:15 | 32.99 | 145:15 | 32.99 | 16.4256 | 4.1064 |  | 27.5949 | 145:15 | 0 | 145:15 | 0 | 0 | 0 |  | 0 | 145:15 | 97.55 | 145:15 | -31.32 | 46.111 | 11.5278 |  | 77.4665 | 145:15 | 97.57 | 145:15 | -31.31 | 46.1057 | 11.5264 |  | 77.4576 | 145:15 | 97.55 | 145:15 | -31.32 | 46.111 | 11.5278 |  | 77.4665
6.72 | 1.68 | 145:30 | 39.31 | 145:30 | -54.23 | 32.1735 | 8.0434 |  | 54.0515 | 145:30 | 0 | 145:30 | 0 | 0 | 0 |  | 0 | 145:30 | 0 | 145:30 | 0 | 0 | 0 |  | 0 | 145:30 | 53.87 | 145:30 | -74.38 | 60.4726 | 15.1182 |  | 101.594 | 145:30 | 0 | 145:30 | 0 | 0 | 0 |  | 0 | 145:30 | 36.98 | 145:30 | -58.64 | 32.7278 | 8.1819 |  | 54.9827 | 145:30 | 33 | 145:30 | 33 | 16.4355 | 4.1089 |  | 27.6117 | 145:30 | 0 | 145:30 | 0 | 0 | 0 |  | 0 | 145:30 | 97.5 | 145:30 | -31.35 | 46.1315 | 11.5329 |  | 77.501 | 145:30 | 97.52 | 145:30 | -31.34 | 46.1263 | 11.5316 |  | 77.4921 | 145:30 | 97.5 | 145:30 | -31.35 | 46.1315 | 11.5329 |  | 77.501
6.72 | 1.68 | 145:45 | 39.3 | 145:45 | -54.24 | 32.1712 | 8.0428 |  | 54.0477 | 145:45 | 0 | 145:45 | 0 | 0 | 0 |  | 0 | 145:45 | 0 | 145:45 | 0 | 0 | 0 |  | 0 | 145:45 | 53.84 | 145:45 | -74.42 | 60.4714 | 15.1179 |  | 101.592 | 145:45 | 0 | 145:45 | 0 | 0 | 0 |  | 0 | 145:45 | 36.96 | 145:45 | -58.67 | 32.7268 | 8.1817 |  | 54.981 | 145:45 | 33.01 | 145:45 | 33.01 | 16.4455 | 4.1114 |  | 27.6284 | 145:45 | 0 | 145:45 | 0 | 0 | 0 |  | 0 | 145:45 | 97.45 | 145:45 | -31.38 | 46.152 | 11.538 |  | 77.5353 | 145:45 | 97.47 | 145:45 | -31.37 | 46.1468 | 11.5367 |  | 77.5265 | 145:45 | 97.45 | 145:45 | -31.38 | 46.152 | 11.538 |  | 77.5353
6.72 | 1.68 | 146:00 | 39.26 | 146:00 | -54.32 | 32.1859 | 8.0465 | 32.196 | 54.0723 | 146:00 | 0 | 146:00 | 0 | 0 | 0 | 0 | 0 | 146:00 | 0 | 146:00 | 0 | 0 | 0 | 0 | 0 | 146:00 | 53.9 | 146:00 | -74.31 | 60.4494 | 15.1123 | 60.4587 | 101.5549 | 146:00 | 0 | 146:00 | 0 | 0 | 0 | 0 | 0 | 146:00 | 36.82 | 146:00 | -58.93 | 32.7473 | 8.1868 | 32.7509 | 55.0155 | 146:00 | 33.01 | 146:00 | 33.01 | 16.4455 | 4.1114 | 16.4505 | 27.6284 | 146:00 | 0 | 146:00 | 0 | 0 | 0 | 0 | 0 | 146:00 | 97.29 | 146:00 | -31.46 | 46.1937 | 11.5484 | 46.2204 | 77.6054 | 146:00 | 97.31 | 146:00 | -31.45 | 46.1885 | 11.5471 | 46.2152 | 77.5967 | 146:00 | 97.29 | 146:00 | -31.46 | 46.1937 | 11.5484 | 46.2204 | 77.6054
6.72 | 1.68 | 146:15 | 39.26 | 146:15 | -54.34 | 32.1978 | 8.0494 |  | 54.0922 | 146:15 | 0 | 146:15 | 0 | 0 | 0 |  | 0 | 146:15 | 0 | 146:15 | 0 | 0 | 0 |  | 0 | 146:15 | 53.88 | 146:15 | -74.34 | 60.4513 | 15.1128 |  | 101.5582 | 146:15 | 0 | 146:15 | 0 | 0 | 0 |  | 0 | 146:15 | 36.8 | 146:15 | -58.97 | 32.7518 | 8.1879 |  | 55.023 | 146:15 | 33.01 | 146:15 | 33.01 | 16.4455 | 4.1114 |  | 27.6284 | 146:15 | 0 | 146:15 | 0 | 0 | 0 |  | 0 | 146:15 | 97.24 | 146:15 | -31.49 | 46.214 | 11.5535 |  | 77.6395 | 146:15 | 97.26 | 146:15 | -31.48 | 46.2088 | 11.5522 |  | 77.6308 | 146:15 | 97.24 | 146:15 | -31.49 | 46.214 | 11.5535 |  | 77.6395
6.72 | 1.68 | 146:30 | 39.25 | 146:30 | -54.36 | 32.2014 | 8.0504 |  | 54.0984 | 146:30 | 0 | 146:30 | 0 | 0 | 0 |  | 0 | 146:30 | 0 | 146:30 | 0 | 0 | 0 |  | 0 | 146:30 | 53.87 | 146:30 | -74.37 | 60.4645 | 15.1161 |  | 101.5803 | 146:30 | 0 | 146:30 | 0 | 0 | 0 |  | 0 | 146:30 | 36.77 | 146:30 | -59.01 | 32.7473 | 8.1868 |  | 55.0154 | 146:30 | 33.02 | 146:30 | 33.02 | 16.4555 | 4.1139 |  | 27.6452 | 146:30 | 0 | 146:30 | 0 | 0 | 0 |  | 0 | 146:30 | 97.19 | 146:30 | -31.52 | 46.2342 | 11.5586 |  | 77.6735 | 146:30 | 97.21 | 146:30 | -31.51 | 46.2291 | 11.5573 |  | 77.6648 | 146:30 | 97.19 | 146:30 | -31.52 | 46.2342 | 11.5586 |  | 77.6735
6.72 | 1.68 | 146:45 | 39.24 | 146:45 | -54.37 | 32.1991 | 8.0498 |  | 54.0945 | 146:45 | 0 | 146:45 | 0 | 0 | 0 |  | 0 | 146:45 | 0 | 146:45 | 0 | 0 | 0 |  | 0 | 146:45 | 53.86 | 146:45 | -74.39 | 60.4695 | 15.1174 |  | 101.5888 | 146:45 | 0 | 146:45 | 0 | 0 | 0 |  | 0 | 146:45 | 36.75 | 146:45 | -59.06 | 32.7572 | 8.1893 |  | 55.0321 | 146:45 | 33.02 | 146:45 | 33.02 | 16.4555 | 4.1139 |  | 27.6452 | 146:45 | 0 | 146:45 | 0 | 0 | 0 |  | 0 | 146:45 | 97.14 | 146:45 | -31.54 | 46.2397 | 11.5599 |  | 77.6828 | 146:45 | 97.16 | 146:45 | -31.53 | 46.2346 | 11.5587 |  | 77.6741 | 146:45 | 97.14 | 146:45 | -31.54 | 46.2397 | 11.5599 |  | 77.6828
6.72 | 1.68 | 147:00 | 39.05 | 147:00 | -54.74 | 32.2613 | 8.0653 | 32.2712 | 54.1989 | 147:00 | 0 | 147:00 | 0 | 0 | 0 | 0 | 0 | 147:00 | 0 | 147:00 | 0 | 0 | 0 | 0 | 0 | 147:00 | 53.73 | 147:00 | -74.67 | 60.5506 | 15.1377 | 60.5784 | 101.7251 | 147:00 | 0 | 147:00 | 0 | 0 | 0 | 0 | 0 | 147:00 | 36.68 | 147:00 | -59.18 | 32.7612 | 8.1903 | 32.7673 | 55.0388 | 147:00 | 33.04 | 147:00 | 33.04 | 16.4754 | 4.1188 | 16.4854 | 27.6787 | 147:00 | 0 | 147:00 | 0 | 0 | 0 | 0 | 0 | 147:00 | 96.93 | 147:00 | -31.66 | 46.3153 | 11.5788 | 46.3331 | 77.8098 | 147:00 | 96.95 | 147:00 | -31.65 | 46.3103 | 11.5776 | 46.328 | 77.8012 | 147:00 | 96.93 | 147:00 | -31.66 | 46.3153 | 11.5788 | 46.3331 | 77.8098
6.72 | 1.68 | 147:15 | 39.04 | 147:15 | -54.77 | 32.2707 | 8.0677 |  | 54.2148 | 147:15 | 0 | 147:15 | 0 | 0 | 0 |  | 0 | 147:15 | 0 | 147:15 | 0 | 0 | 0 |  | 0 | 147:15 | 53.7 | 147:15 | -74.73 | 60.5654 | 15.1414 |  | 101.7499 | 147:15 | 0 | 147:15 | 0 | 0 | 0 |  | 0 | 147:15 | 36.66 | 147:15 | -59.23 | 32.771 | 8.1928 |  | 55.0553 | 147:15 | 33.05 | 147:15 | 33.05 | 16.4854 | 4.1213 |  | 27.6954 | 147:15 | 0 | 147:15 | 0 | 0 | 0 |  | 0 | 147:15 | 96.88 | 147:15 | -31.68 | 46.3207 | 11.5802 |  | 77.8187 | 147:15 | 96.9 | 147:15 | -31.67 | 46.3156 | 11.5789 |  | 77.8102 | 147:15 | 96.88 | 147:15 | -31.68 | 46.3207 | 11.5802 |  | 77.8187
6.72 | 1.68 | 147:30 | 39.02 | 147:30 | -54.8 | 32.2718 | 8.068 |  | 54.2167 | 147:30 | 0 | 147:30 | 0 | 0 | 0 |  | 0 | 147:30 | 0 | 147:30 | 0 | 0 | 0 |  | 0 | 147:30 | 53.68 | 147:30 | -74.79 | 60.5915 | 15.1479 |  | 101.7937 | 147:30 | 0 | 147:30 | 0 | 0 | 0 |  | 0 | 147:30 | 36.63 | 147:30 | -59.27 | 32.7663 | 8.1916 |  | 55.0474 | 147:30 | 33.05 | 147:30 | 33.05 | 16.4854 | 4.1213 |  | 27.6954 | 147:30 | 0 | 147:30 | 0 | 0 | 0 |  | 0 | 147:30 | 96.83 | 147:30 | -31.71 | 46.3406 | 11.5852 |  | 77.8522 | 147:30 | 96.85 | 147:30 | -31.7 | 46.3356 | 11.5839 |  | 77.8438 | 147:30 | 96.83 | 147:30 | -31.71 | 46.3406 | 11.5852 |  | 77.8522
6.72 | 1.68 | 147:45 | 39.01 | 147:45 | -54.83 | 32.2812 | 8.0703 |  | 54.2324 | 147:45 | 0 | 147:45 | 0 | 0 | 0 |  | 0 | 147:45 | 0 | 147:45 | 0 | 0 | 0 |  | 0 | 147:45 | 53.65 | 147:45 | -74.85 | 60.6062 | 15.1516 |  | 101.8184 | 147:45 | 0 | 147:45 | 0 | 0 | 0 |  | 0 | 147:45 | 36.61 | 147:45 | -59.31 | 32.7705 | 8.1926 |  | 55.0545 | 147:45 | 33.06 | 147:45 | 33.06 | 16.4953 | 4.1238 |  | 27.7122 | 147:45 | 0 | 147:45 | 0 | 0 | 0 |  | 0 | 147:45 | 96.77 | 147:45 | -31.74 | 46.3557 | 11.5889 |  | 77.8776 | 147:45 | 96.79 | 147:45 | -31.73 | 46.3507 | 11.5877 |  | 77.8692 | 147:45 | 96.77 | 147:45 | -31.74 | 46.3557 | 11.5889 |  | 77.8776
6.72 | 1.68 | 148:00 | 38.65 | 148:00 | -55.52 | 32.3858 | 8.0964 | 32.1965 | 54.4081 | 148:00 | 0 | 148:00 | 0 | 0 | 0 | 0 | 0 | 148:00 | 0 | 148:00 | 0 | 0 | 0 | 0 | 0 | 148:00 | 53.34 | 148:00 | -75.53 | 60.8034 | 15.2009 | 30.4067 | 102.1498 | 148:00 | 0 | 148:00 | 0 | 0 | 0 | 0 | 0 | 148:00 | 0 | 148:00 | 0 | 0 | 0 | 0 | 0 | 148:00 | 34.15 | 148:00 | 34.15 | 17.601 | 4.4002 | 17.6552 | 29.5697 | 148:00 | 0 | 148:00 | 0 | 0 | 0 | 0 | 0 | 148:00 | 95.38 | 148:00 | -32.49 | 46.7695 | 11.6924 | 46.9183 | 78.5728 | 148:00 | 95.39 | 148:00 | -32.48 | 46.76 | 11.69 | 46.9126 | 78.5568 | 148:00 | 95.38 | 148:00 | -32.49 | 46.7695 | 11.6924 | 46.9183 | 78.5728
6.72 | 1.68 | 148:15 | 38.63 | 148:15 | -55.56 | 32.3924 | 8.0981 |  | 54.4192 | 148:15 | 0 | 148:15 | 0 | 0 | 0 |  | 0 | 148:15 | 0 | 148:15 | 0 | 0 | 0 |  | 0 | 148:15 | 53.28 | 148:15 | -75.64 | 60.8235 | 15.2059 |  | 102.1835 | 148:15 | 0 | 148:15 | 0 | 0 | 0 |  | 0 | 148:15 | 0 | 148:15 | 0 | 0 | 0 |  | 0 | 148:15 | 34.15 | 148:15 | 34.15 | 17.601 | 4.4002 |  | 29.5697 | 148:15 | 0 | 148:15 | 0 | 0 | 0 |  | 0 | 148:15 | 95.29 | 148:15 | -32.53 | 46.7829 | 11.6957 |  | 78.5953 | 148:15 | 95.31 | 148:15 | -32.52 | 46.7783 | 11.6946 |  | 78.5876 | 148:15 | 95.29 | 148:15 | -32.53 | 46.7829 | 11.6957 |  | 78.5953
6.72 | 1.68 | 148:30 | 39.78 | 148:30 | -53.31 | 32.0058 | 8.0015 |  | 53.7698 | 148:30 | 0 | 148:30 | 0 | 0 | 0 |  | 0 | 148:30 | 0 | 148:30 | 0 | 0 | 0 |  | 0 | 148:30 | 0 | 148:30 | 0 | 0 | 0 |  | 0 | 148:30 | 0 | 148:30 | 0 | 0 | 0 |  | 0 | 148:30 | 0 | 148:30 | 0 | 0 | 0 |  | 0 | 148:30 | 34.25 | 148:30 | 34.25 | 17.7042 | 4.4261 |  | 29.7431 | 148:30 | 0 | 148:30 | 0 | 0 | 0 |  | 0 | 148:30 | 94.35 | 148:30 | -33.04 | 47.0476 | 11.7619 |  | 79.04 | 148:30 | 94.37 | 148:30 | -33.03 | 47.0433 | 11.7608 |  | 79.0328 | 148:30 | 94.35 | 148:30 | -33.04 | 47.0476 | 11.7619 |  | 79.04
6.72 | 1.68 | 148:45 | 39.79 | 148:45 | -53.29 | 32.0019 | 8.0005 |  | 53.7631 | 148:45 | 0 | 148:45 | 0 | 0 | 0 |  | 0 | 148:45 | 0 | 148:45 | 0 | 0 | 0 |  | 0 | 148:45 | 0 | 148:45 | 0 | 0 | 0 |  | 0 | 148:45 | 0 | 148:45 | 0 | 0 | 0 |  | 0 | 148:45 | 0 | 148:45 | 0 | 0 | 0 |  | 0 | 148:45 | 34.26 | 148:45 | 34.26 | 17.7146 | 4.4286 |  | 29.7605 | 148:45 | 0 | 148:45 | 0 | 0 | 0 |  | 0 | 148:45 | 94.23 | 148:45 | -33.1 | 47.0731 | 11.7683 |  | 79.0828 | 148:45 | 94.25 | 148:45 | -33.09 | 47.0689 | 11.7672 |  | 79.0757 | 148:45 | 94.23 | 148:45 | -33.1 | 47.0731 | 11.7683 |  | 79.0828
6.72 | 1.68 | 149:00 | 40.27 | 149:00 | -52.34 | 31.8105 | 7.9526 | 31.7906 | 53.4417 | 149:00 | 0 | 149:00 | 0 | 0 | 0 | 0 | 0 | 149:00 | 0 | 149:00 | 0 | 0 | 0 | 0 | 0 | 149:00 | 0 | 149:00 | 0 | 0 | 0 | 0 | 0 | 149:00 | 0 | 149:00 | 0 | 0 | 0 | 0 | 0 | 149:00 | 0 | 149:00 | 0 | 0 | 0 | 0 | 0 | 149:00 | 34.42 | 149:00 | 34.42 | 17.8804 | 4.4701 | 17.9012 | 30.0391 | 149:00 | 0 | 149:00 | 0 | 0 | 0 | 0 | 0 | 149:00 | 94.47 | 149:00 | -32.97 | 47.0076 | 11.7519 | 47.051 | 78.9728 | 149:00 | 94.49 | 149:00 | -32.96 | 47.0033 | 11.7508 | 47.0468 | 78.9656 | 149:00 | 94.47 | 149:00 | -32.97 | 47.0076 | 11.7519 | 47.051 | 78.9728
6.72 | 1.68 | 149:15 | 40.29 | 149:15 | -52.29 | 31.7959 | 7.949 |  | 53.4172 | 149:15 | 0 | 149:15 | 0 | 0 | 0 |  | 0 | 149:15 | 0 | 149:15 | 0 | 0 | 0 |  | 0 | 149:15 | 0 | 149:15 | 0 | 0 | 0 |  | 0 | 149:15 | 0 | 149:15 | 0 | 0 | 0 |  | 0 | 149:15 | 0 | 149:15 | 0 | 0 | 0 |  | 0 | 149:15 | 34.43 | 149:15 | 34.43 | 17.8908 | 4.4727 |  | 30.0565 | 149:15 | 0 | 149:15 | 0 | 0 | 0 |  | 0 | 149:15 | 94.36 | 149:15 | -33.03 | 47.0384 | 11.7596 |  | 79.0244 | 149:15 | 94.38 | 149:15 | -33.02 | 47.0341 | 11.7585 |  | 79.0173 | 149:15 | 94.36 | 149:15 | -33.03 | 47.0384 | 11.7596 |  | 79.0244
6.72 | 1.68 | 149:30 | 40.31 | 149:30 | -52.24 | 31.7813 | 7.9453 |  | 53.3926 | 149:30 | 0 | 149:30 | 0 | 0 | 0 |  | 0 | 149:30 | 0 | 149:30 | 0 | 0 | 0 |  | 0 | 149:30 | 0 | 149:30 | 0 | 0 | 0 |  | 0 | 149:30 | 0 | 149:30 | 0 | 0 | 0 |  | 0 | 149:30 | 0 | 149:30 | 0 | 0 | 0 |  | 0 | 149:30 | 34.45 | 149:30 | 34.45 | 17.9116 | 4.4779 |  | 30.0915 | 149:30 | 0 | 149:30 | 0 | 0 | 0 |  | 0 | 149:30 | 94.24 | 149:30 | -33.09 | 47.0639 | 11.766 |  | 79.0673 | 149:30 | 94.26 | 149:30 | -33.08 | 47.0596 | 11.7649 |  | 79.0602 | 149:30 | 94.24 | 149:30 | -33.09 | 47.0639 | 11.766 |  | 79.0673
6.72 | 1.68 | 149:45 | 40.34 | 149:45 | -52.19 | 31.7745 | 7.9436 |  | 53.3812 | 149:45 | 0 | 149:45 | 0 | 0 | 0 |  | 0 | 149:45 | 0 | 149:45 | 0 | 0 | 0 |  | 0 | 149:45 | 0 | 149:45 | 0 | 0 | 0 |  | 0 | 149:45 | 0 | 149:45 | 0 | 0 | 0 |  | 0 | 149:45 | 0 | 149:45 | 0 | 0 | 0 |  | 0 | 149:45 | 34.46 | 149:45 | 34.46 | 17.922 | 4.4805 |  | 30.1089 | 149:45 | 0 | 149:45 | 0 | 0 | 0 |  | 0 | 149:45 | 94.13 | 149:45 | -33.15 | 47.0942 | 11.7735 |  | 79.1182 | 149:45 | 94.15 | 149:45 | -33.14 | 47.09 | 11.7725 |  | 79.1112 | 149:45 | 94.13 | 149:45 | -33.15 | 47.0942 | 11.7735 |  | 79.1182
6.72 | 1.68 | 150:00 | 39.36 | 150:00 | -54.14 | 32.161 | 8.0402 | 32.1617 | 54.0304 | 150:00 | 0 | 150:00 | 0 | 0 | 0 | 0 | 0 | 150:00 | 0 | 150:00 | 0 | 0 | 0 | 0 | 0 | 150:00 | 54.89 | 150:00 | -72.09 | 59.7206 | 14.9301 | 59.7318 | 100.3305 | 150:00 | 0 | 150:00 | 0 | 0 | 0 | 0 | 0 | 150:00 | 0 | 150:00 | 0 | 0 | 0 | 0 | 0 | 150:00 | 34.37 | 150:00 | 34.37 | 17.8285 | 4.4571 | 17.8363 | 29.9519 | 150:00 | 0 | 150:00 | 0 | 0 | 0 | 0 | 0 | 150:00 | 95.22 | 150:00 | -32.57 | 46.806 | 11.7015 | 46.8392 | 78.6341 | 150:00 | 95.24 | 150:00 | -32.56 | 46.8015 | 11.7004 | 46.8335 | 78.6265 | 150:00 | 95.22 | 150:00 | -32.57 | 46.806 | 11.7015 | 46.8392 | 78.6341
6.72 | 1.68 | 150:15 | 39.35 | 150:15 | -54.15 | 32.1587 | 8.0397 |  | 54.0267 | 150:15 | 0 | 150:15 | 0 | 0 | 0 |  | 0 | 150:15 | 0 | 150:15 | 0 | 0 | 0 |  | 0 | 150:15 | 54.88 | 150:15 | -72.11 | 59.7263 | 14.9316 |  | 100.3401 | 150:15 | 0 | 150:15 | 0 | 0 | 0 |  | 0 | 150:15 | 0 | 150:15 | 0 | 0 | 0 |  | 0 | 150:15 | 34.37 | 150:15 | 34.37 | 17.8285 | 4.4571 |  | 29.9519 | 150:15 | 0 | 150:15 | 0 | 0 | 0 |  | 0 | 150:15 | 95.15 | 150:15 | -32.61 | 46.829 | 11.7073 |  | 78.6728 | 150:15 | 95.17 | 150:15 | -32.6 | 46.8245 | 11.7061 |  | 78.6652 | 150:15 | 95.15 | 150:15 | -32.61 | 46.829 | 11.7073 |  | 78.6728
6.72 | 1.68 | 150:30 | 39.35 | 150:30 | -54.16 | 32.1647 | 8.0412 |  | 54.0366 | 150:30 | 0 | 150:30 | 0 | 0 | 0 |  | 0 | 150:30 | 0 | 150:30 | 0 | 0 | 0 |  | 0 | 150:30 | 54.87 | 150:30 | -72.13 | 59.7319 | 14.933 |  | 100.3496 | 150:30 | 0 | 150:30 | 0 | 0 | 0 |  | 0 | 150:30 | 0 | 150:30 | 0 | 0 | 0 |  | 0 | 150:30 | 34.38 | 150:30 | 34.38 | 17.8389 | 4.4597 |  | 29.9693 | 150:30 | 0 | 150:30 | 0 | 0 | 0 |  | 0 | 150:30 | 95.08 | 150:30 | -32.65 | 46.852 | 11.713 |  | 78.7113 | 150:30 | 95.09 | 150:30 | -32.64 | 46.8426 | 11.7106 |  | 78.6955 | 150:30 | 95.08 | 150:30 | -32.65 | 46.852 | 11.713 |  | 78.7113
6.72 | 1.68 | 150:45 | 39.34 | 150:45 | -54.17 | 32.1624 | 8.0406 |  | 54.0329 | 150:45 | 0 | 150:45 | 0 | 0 | 0 |  | 0 | 150:45 | 0 | 150:45 | 0 | 0 | 0 |  | 0 | 150:45 | 54.87 | 150:45 | -72.15 | 59.7485 | 14.9371 |  | 100.3775 | 150:45 | 0 | 150:45 | 0 | 0 | 0 |  | 0 | 150:45 | 0 | 150:45 | 0 | 0 | 0 |  | 0 | 150:45 | 34.39 | 150:45 | 34.39 | 17.8493 | 4.4623 |  | 29.9867 | 150:45 | 0 | 150:45 | 0 | 0 | 0 |  | 0 | 150:45 | 95 | 150:45 | -32.69 | 46.8699 | 11.7175 |  | 78.7415 | 150:45 | 95.02 | 150:45 | -32.68 | 46.8654 | 11.7164 |  | 78.7339 | 150:45 | 95 | 150:45 | -32.69 | 46.8699 | 11.7175 |  | 78.7415
6.72 | 1.68 | 151:00 | 39.39 | 151:00 | -54.08 | 32.1498 | 8.0375 | 32.1524 | 54.0117 | 151:00 | 0 | 151:00 | 0 | 0 | 0 | 0 | 0 | 151:00 | 0 | 151:00 | 0 | 0 | 0 | 0 | 0 | 151:00 | 54.83 | 151:00 | -72.22 | 59.7629 | 14.9407 | 59.7817 | 100.4016 | 151:00 | 38.06 | 151:00 | -56.68 | 32.5577 | 8.1394 | 32.5457 | 54.697 | 151:00 | 0 | 151:00 | 0 | 0 | 0 | 0 | 0 | 151:00 | 33.12 | 151:00 | 33.12 | 16.5553 | 4.1388 | 16.5603 | 27.8129 | 151:00 | 0 | 151:00 | 0 | 0 | 0 | 0 | 0 | 151:00 | 96.41 | 151:00 | -31.94 | 46.4743 | 11.6186 | 46.4853 | 78.0768 | 151:00 | 96.43 | 151:00 | -31.93 | 46.4694 | 11.6173 | 46.4805 | 78.0685 | 151:00 | 96.41 | 151:00 | -31.94 | 46.4743 | 11.6186 | 46.4853 | 78.0768
6.72 | 1.68 | 151:15 | 39.38 | 151:15 | -54.1 | 32.1535 | 8.0384 |  | 54.0179 | 151:15 | 0 | 151:15 | 0 | 0 | 0 |  | 0 | 151:15 | 0 | 151:15 | 0 | 0 | 0 |  | 0 | 151:15 | 54.82 | 151:15 | -72.25 | 59.7768 | 14.9442 |  | 100.425 | 151:15 | 38.02 | 151:15 | -56.7 | 32.535 | 8.1338 |  | 54.6588 | 151:15 | 0 | 151:15 | 0 | 0 | 0 |  | 0 | 151:15 | 33.12 | 151:15 | 33.12 | 16.5553 | 4.1388 |  | 27.8129 | 151:15 | 0 | 151:15 | 0 | 0 | 0 |  | 0 | 151:15 | 96.36 | 151:15 | -31.96 | 46.4793 | 11.6198 |  | 78.0852 | 151:15 | 96.38 | 151:15 | -31.95 | 46.4744 | 11.6186 |  | 78.0769 | 151:15 | 96.36 | 151:15 | -31.96 | 46.4793 | 11.6198 |  | 78.0852
6.72 | 1.68 | 151:30 | 39.37 | 151:30 | -54.11 | 32.1513 | 8.0378 |  | 54.0142 | 151:30 | 0 | 151:30 | 0 | 0 | 0 |  | 0 | 151:30 | 0 | 151:30 | 0 | 0 | 0 |  | 0 | 151:30 | 54.81 | 151:30 | -72.28 | 59.7907 | 14.9477 |  | 100.4484 | 151:30 | 38.01 | 151:30 | -56.73 | 32.5437 | 8.1359 |  | 54.6733 | 151:30 | 0 | 151:30 | 0 | 0 | 0 |  | 0 | 151:30 | 33.13 | 151:30 | 33.13 | 16.5653 | 4.1413 |  | 27.8297 | 151:30 | 0 | 151:30 | 0 | 0 | 0 |  | 0 | 151:30 | 96.32 | 151:30 | -31.98 | 46.489 | 11.6223 |  | 78.1016 | 151:30 | 96.34 | 151:30 | -31.97 | 46.4842 | 11.621 |  | 78.0934 | 151:30 | 96.32 | 151:30 | -31.98 | 46.489 | 11.6223 |  | 78.1016
6.72 | 1.68 | 151:45 | 39.36 | 151:45 | -54.13 | 32.155 | 8.0388 |  | 54.0204 | 151:45 | 0 | 151:45 | 0 | 0 | 0 |  | 0 | 151:45 | 0 | 151:45 | 0 | 0 | 0 |  | 0 | 151:45 | 54.8 | 151:45 | -72.3 | 59.7963 | 14.9491 |  | 100.4578 | 151:45 | 38 | 151:45 | -56.75 | 32.5466 | 8.1366 |  | 54.6782 | 151:45 | 0 | 151:45 | 0 | 0 | 0 |  | 0 | 151:45 | 33.13 | 151:45 | 33.13 | 16.5653 | 4.1413 |  | 27.8297 | 151:45 | 0 | 151:45 | 0 | 0 | 0 |  | 0 | 151:45 | 96.28 | 151:45 | -32 | 46.4988 | 11.6247 |  | 78.118 | 151:45 | 96.3 | 151:45 | -31.99 | 46.4939 | 11.6235 |  | 78.1098 | 151:45 | 96.28 | 151:45 | -32 | 46.4988 | 11.6247 |  | 78.118
6.72 | 1.68 | 152:00 | 39.47 | 152:00 | -53.92 | 32.1198 | 8.0299 | 32.1202 | 53.9612 | 152:00 | 0 | 152:00 | 0 | 0 | 0 | 0 | 0 | 152:00 | 0 | 152:00 | 0 | 0 | 0 | 0 | 0 | 152:00 | 54.89 | 152:00 | -72.1 | 59.7288 | 14.9322 | 59.7233 | 100.3445 | 152:00 | 38.22 | 152:00 | -56.34 | 32.4985 | 8.1246 | 32.4986 | 54.5975 | 152:00 | 0 | 152:00 | 0 | 0 | 0 | 0 | 0 | 152:00 | 33.29 | 152:00 | 33.29 | 16.7257 | 4.1814 | 16.7433 | 28.0991 | 152:00 | 0 | 152:00 | 0 | 0 | 0 | 0 | 0 | 152:00 | 96.84 | 152:00 | -31.7 | 46.3308 | 11.5827 | 46.3506 | 77.8357 | 152:00 | 96.86 | 152:00 | -31.69 | 46.3257 | 11.5814 | 46.3443 | 77.8272 | 152:00 | 96.84 | 152:00 | -31.7 | 46.3308 | 11.5827 | 46.3506 | 77.8357
6.72 | 1.68 | 152:15 | 39.47 | 152:15 | -53.92 | 32.1198 | 8.0299 |  | 53.9612 | 152:15 | 0 | 152:15 | 0 | 0 | 0 |  | 0 | 152:15 | 0 | 152:15 | 0 | 0 | 0 |  | 0 | 152:15 | 54.89 | 152:15 | -72.09 | 59.7206 | 14.9301 |  | 100.3305 | 152:15 | 38.21 | 152:15 | -56.35 | 32.4958 | 8.1239 |  | 54.5929 | 152:15 | 0 | 152:15 | 0 | 0 | 0 |  | 0 | 152:15 | 33.3 | 152:15 | 33.3 | 16.7357 | 4.1839 |  | 28.116 | 152:15 | 0 | 152:15 | 0 | 0 | 0 |  | 0 | 152:15 | 96.82 | 152:15 | -31.72 | 46.3504 | 11.5876 |  | 77.8687 | 152:15 | 96.84 | 152:15 | -31.71 | 46.3454 | 11.5864 |  | 77.8603 | 152:15 | 96.82 | 152:15 | -31.72 | 46.3504 | 11.5876 |  | 77.8687
6.72 | 1.68 | 152:30 | 39.46 | 152:30 | -53.93 | 32.1176 | 8.0294 |  | 53.9576 | 152:30 | 0 | 152:30 | 0 | 0 | 0 |  | 0 | 152:30 | 0 | 152:30 | 0 | 0 | 0 |  | 0 | 152:30 | 54.89 | 152:30 | -72.09 | 59.7206 | 14.9301 |  | 100.3305 | 152:30 | 38.21 | 152:30 | -56.36 | 32.5015 | 8.1254 |  | 54.6026 | 152:30 | 0 | 152:30 | 0 | 0 | 0 |  | 0 | 152:30 | 33.31 | 152:30 | 33.31 | 16.7458 | 4.1864 |  | 28.1329 | 152:30 | 0 | 152:30 | 0 | 0 | 0 |  | 0 | 152:30 | 96.79 | 152:30 | -31.73 | 46.3507 | 11.5877 |  | 77.8692 | 152:30 | 96.81 | 152:30 | -31.72 | 46.3457 | 11.5864 |  | 77.8607 | 152:30 | 96.79 | 152:30 | -31.73 | 46.3507 | 11.5877 |  | 77.8692
6.72 | 1.68 | 152:45 | 39.46 | 152:45 | -53.94 | 32.1236 | 8.0309 |  | 53.9676 | 152:45 | 0 | 152:45 | 0 | 0 | 0 |  | 0 | 152:45 | 0 | 152:45 | 0 | 0 | 0 |  | 0 | 152:45 | 54.9 | 152:45 | -72.08 | 59.7232 | 14.9308 |  | 100.3349 | 152:45 | 38.2 | 152:45 | -56.37 | 32.4988 | 8.1247 |  | 54.5979 | 152:45 | 0 | 152:45 | 0 | 0 | 0 |  | 0 | 152:45 | 33.33 | 152:45 | 33.33 | 16.7659 | 4.1915 |  | 28.1667 | 152:45 | 0 | 152:45 | 0 | 0 | 0 |  | 0 | 152:45 | 96.77 | 152:45 | -31.75 | 46.3703 | 11.5926 |  | 77.9021 | 152:45 | 96.78 | 152:45 | -31.74 | 46.3605 | 11.5901 |  | 77.8857 | 152:45 | 96.77 | 152:45 | -31.75 | 46.3703 | 11.5926 |  | 77.9021
6.72 | 1.68 | 153:00 | 39.5 | 153:00 | -53.86 | 32.1084 | 8.0271 | 16.0537 | 53.9422 | 153:00 | 0 | 153:00 | 0 | 0 | 0 | 0 | 0 | 153:00 | 0 | 153:00 | 0 | 0 | 0 | 0 | 0 | 153:00 | 54.92 | 153:00 | -72.04 | 59.7118 | 14.9279 | 59.4725 | 100.3158 | 153:00 | 38.28 | 153:00 | -56.21 | 32.4744 | 8.1186 | 32.4749 | 54.557 | 153:00 | 0 | 153:00 | 0 | 0 | 0 | 0 | 0 | 153:00 | 33.35 | 153:00 | 33.35 | 16.786 | 4.1965 | 16.8112 | 28.2005 | 153:00 | 0 | 153:00 | 0 | 0 | 0 | 0 | 0 | 153:00 | 97.72 | 153:00 | -31.23 | 46.0586 | 11.5147 | 46.0741 | 77.3785 | 153:00 | 97.74 | 153:00 | -31.22 | 46.0533 | 11.5133 | 46.0651 | 77.3696 | 153:00 | 97.72 | 153:00 | -31.23 | 46.0586 | 11.5147 | 46.0741 | 77.3785
6.72 | 1.68 | 153:15 | 39.49 | 153:15 | -53.87 | 32.1063 | 8.0266 |  | 53.9385 | 153:15 | 0 | 153:15 | 0 | 0 | 0 |  | 0 | 153:15 | 0 | 153:15 | 0 | 0 | 0 |  | 0 | 153:15 | 54.92 | 153:15 | -72.03 | 59.7035 | 14.9259 |  | 100.3018 | 153:15 | 38.28 | 153:15 | -56.21 | 32.4744 | 8.1186 |  | 54.557 | 153:15 | 0 | 153:15 | 0 | 0 | 0 |  | 0 | 153:15 | 33.36 | 153:15 | 33.36 | 16.7961 | 4.199 |  | 28.2174 | 153:15 | 0 | 153:15 | 0 | 0 | 0 |  | 0 | 153:15 | 97.7 | 153:15 | -31.25 | 46.0787 | 11.5197 |  | 77.4122 | 153:15 | 97.72 | 153:15 | -31.23 | 46.0586 | 11.5147 |  | 77.3785 | 153:15 | 97.7 | 153:15 | -31.25 | 46.0787 | 11.5197 |  | 77.4122
6.72 | 1.68 | 153:30 | 0 | 153:30 | 0 | 0 | 0 |  | 0 | 153:30 | 0 | 153:30 | 0 | 0 | 0 |  | 0 | 153:30 | 0 | 153:30 | 0 | 0 | 0 |  | 0 | 153:30 | 55.47 | 153:30 | -70.77 | 59.2465 | 14.8116 |  | 99.5342 | 153:30 | 38.3 | 153:30 | -56.18 | 32.474 | 8.1185 |  | 54.5564 | 153:30 | 0 | 153:30 | 0 | 0 | 0 |  | 0 | 153:30 | 33.39 | 153:30 | 33.39 | 16.8263 | 4.2066 |  | 28.2682 | 153:30 | 0 | 153:30 | 0 | 0 | 0 |  | 0 | 153:30 | 97.67 | 153:30 | -31.26 | 46.0793 | 11.5198 |  | 77.4132 | 153:30 | 97.69 | 153:30 | -31.25 | 46.074 | 11.5185 |  | 77.4043 | 153:30 | 97.67 | 153:30 | -31.26 | 46.0793 | 11.5198 |  | 77.4132
6.72 | 1.68 | 153:45 | 0 | 153:45 | 0 | 0 | 0 |  | 0 | 153:45 | 0 | 153:45 | 0 | 0 | 0 |  | 0 | 153:45 | 0 | 153:45 | 0 | 0 | 0 |  | 0 | 153:45 | 55.5 | 153:45 | -70.71 | 59.2283 | 14.8071 |  | 99.5036 | 153:45 | 38.31 | 153:45 | -56.17 | 32.4767 | 8.1192 |  | 54.5609 | 153:45 | 0 | 153:45 | 0 | 0 | 0 |  | 0 | 153:45 | 33.4 | 153:45 | 33.4 | 16.8364 | 4.2091 |  | 28.2851 | 153:45 | 0 | 153:45 | 0 | 0 | 0 |  | 0 | 153:45 | 97.64 | 153:45 | -31.27 | 46.0799 | 11.52 |  | 77.4142 | 153:45 | 97.66 | 153:45 | -31.26 | 46.0746 | 11.5186 |  | 77.4053 | 153:45 | 97.64 | 153:45 | -31.27 | 46.0799 | 11.52 |  | 77.4142
6.72 | 1.68 | 154:00 | 0 | 154:00 | 0 | 0 | 0 | 0 | 0 | 154:00 | 0 | 154:00 | 0 | 0 | 0 | 0 | 0 | 154:00 | 0 | 154:00 | 0 | 0 | 0 | 0 | 0 | 154:00 | 55.83 | 154:00 | -69.94 | 58.9317 | 14.7329 | 59.6659 | 99.0052 | 154:00 | 38.3 | 154:00 | -56.18 | 32.474 | 8.1185 | 32.4726 | 54.5564 | 154:00 | 0 | 154:00 | 0 | 0 | 0 | 0 | 0 | 154:00 | 33.39 | 154:00 | 33.39 | 16.8263 | 4.2066 | 16.8414 | 28.2682 | 154:00 | 0 | 154:00 | 0 | 0 | 0 | 0 | 0 | 154:00 | 97.73 | 154:00 | -31.23 | 46.0634 | 11.5158 | 46.3285 | 77.3864 | 154:00 | 97.75 | 154:00 | -31.22 | 46.058 | 11.5145 | 46.3174 | 77.3775 | 154:00 | 97.73 | 154:00 | -31.23 | 46.0634 | 11.5158 | 46.3285 | 77.3864
6.72 | 1.68 | 154:15 | 0 | 154:15 | 0 | 0 | 0 |  | 0 | 154:15 | 0 | 154:15 | 0 | 0 | 0 |  | 0 | 154:15 | 0 | 154:15 | 0 | 0 | 0 |  | 0 | 154:15 | 56.06 | 154:15 | -69.4 | 58.7176 | 14.6794 |  | 98.6455 | 154:15 | 38.3 | 154:15 | -56.17 | 32.4682 | 8.1171 |  | 54.5467 | 154:15 | 0 | 154:15 | 0 | 0 | 0 |  | 0 | 154:15 | 33.4 | 154:15 | 33.4 | 16.8364 | 4.2091 |  | 28.2851 | 154:15 | 0 | 154:15 | 0 | 0 | 0 |  | 0 | 154:15 | 95.96 | 154:15 | -32.18 | 46.6049 | 11.6512 |  | 78.2963 | 154:15 | 95.97 | 154:15 | -32.17 | 46.5953 | 11.6488 |  | 78.2801 | 154:15 | 95.96 | 154:15 | -32.18 | 46.6049 | 11.6512 |  | 78.2963
6.72 | 1.68 | 154:30 | 0 | 154:30 | 0 | 0 | 0 |  | 0 | 154:30 | 0 | 154:30 | 0 | 0 | 0 |  | 0 | 154:30 | 0 | 154:30 | 0 | 0 | 0 |  | 0 | 154:30 | 56.16 | 154:30 | -69.16 | 58.6189 | 14.6547 |  | 98.4798 | 154:30 | 38.31 | 154:30 | -56.17 | 32.4767 | 8.1192 |  | 54.5609 | 154:30 | 0 | 154:30 | 0 | 0 | 0 |  | 0 | 154:30 | 33.41 | 154:30 | 33.41 | 16.8465 | 4.2116 |  | 28.302 | 154:30 | 0 | 154:30 | 0 | 0 | 0 |  | 0 | 154:30 | 95.92 | 154:30 | -32.2 | 46.6145 | 11.6536 |  | 78.3123 | 154:30 | 95.94 | 154:30 | -32.19 | 46.6097 | 11.6524 |  | 78.3043 | 154:30 | 95.92 | 154:30 | -32.2 | 46.6145 | 11.6536 |  | 78.3123
6.72 | 1.68 | 154:45 | 0 | 154:45 | 0 | 0 | 0 |  | 0 | 154:45 | 0 | 154:45 | 0 | 0 | 0 |  | 0 | 154:45 | 48.52 | 154:45 | 0 | 0 | 0 |  | 0 | 154:45 | 48.49 | 154:45 | -85.26 | 62.3955 | 15.5989 |  | 104.8244 | 154:45 | 38.29 | 154:45 | -56.19 | 32.4713 | 8.1178 |  | 54.5518 | 154:45 | 0 | 154:45 | 0 | 0 | 0 |  | 0 | 154:45 | 33.42 | 154:45 | 33.42 | 16.8565 | 4.2141 |  | 28.319 | 154:45 | 0 | 154:45 | 0 | 0 | 0 |  | 0 | 154:45 | 97.85 | 154:45 | -31.17 | 46.0313 | 11.5078 |  | 77.3326 | 154:45 | 97.86 | 154:45 | -31.15 | 46.0065 | 11.5016 |  | 77.2909 | 154:45 | 97.85 | 154:45 | -31.17 | 46.0313 | 11.5078 |  | 77.3326
6.72 | 1.68 | 155:00 | 0 | 155:00 | 0 | 0 | 0 | 0 | 0 | 155:00 | 0 | 155:00 | 0 | 0 | 0 | 0 | 0 | 155:00 | 47.75 | 155:00 | 0 | 0 | 0 | 16.5728 | 0 | 155:00 | 47.73 | 155:00 | -86.66 | 62.426 | 15.6065 | 62.4225 | 104.8757 | 155:00 | 38.02 | 155:00 | -56.71 | 32.5407 | 8.1352 | 32.5451 | 54.6684 | 155:00 | 0 | 155:00 | 0 | 0 | 0 | 0 | 0 | 155:00 | 33.5 | 155:00 | 33.5 | 16.9373 | 4.2343 | 16.9626 | 28.4547 | 155:00 | 0 | 155:00 | 0 | 0 | 0 | 0 | 0 | 155:00 | 96.94 | 155:00 | -31.65 | 46.3055 | 11.5764 | 46.2965 | 77.7932 | 155:00 | 96.96 | 155:00 | -31.64 | 46.3004 | 11.5751 | 46.2914 | 77.7847 | 155:00 | 96.94 | 155:00 | -31.65 | 46.3055 | 11.5764 | 46.2965 | 77.7932
6.72 | 1.68 | 155:15 | 0 | 155:15 | 0 | 0 | 0 |  | 0 | 155:15 | 0 | 155:15 | 0 | 0 | 0 |  | 0 | 155:15 | 47.66 | 155:15 | 0 | 0 | 0 |  | 0 | 155:15 | 47.63 | 155:15 | -86.84 | 62.4246 | 15.6062 |  | 104.8734 | 155:15 | 38.01 | 155:15 | -56.73 | 32.5437 | 8.1359 |  | 54.6733 | 155:15 | 0 | 155:15 | 0 | 0 | 0 |  | 0 | 155:15 | 33.52 | 155:15 | 33.52 | 16.9576 | 4.2394 |  | 28.4887 | 155:15 | 0 | 155:15 | 0 | 0 | 0 |  | 0 | 155:15 | 96.73 | 155:15 | -31.77 | 46.3804 | 11.5951 |  | 77.919 | 155:15 | 96.75 | 155:15 | -31.76 | 46.3753 | 11.5938 |  | 77.9106 | 155:15 | 96.73 | 155:15 | -31.77 | 46.3804 | 11.5951 |  | 77.919
6.72 | 1.68 | 155:30 | 0 | 155:30 | 0 | 0 | 0 |  | 0 | 155:30 | 0 | 155:30 | 0 | 0 | 0 |  | 0 | 155:30 | 47.57 | 155:30 | 0 | 0 | 0 |  | 0 | 155:30 | 47.54 | 155:30 | -87 | 62.4215 | 15.6054 |  | 104.8681 | 155:30 | 38 | 155:30 | -56.75 | 32.5466 | 8.1366 |  | 54.6782 | 155:30 | 0 | 155:30 | 0 | 0 | 0 |  | 0 | 155:30 | 33.53 | 155:30 | 33.53 | 16.9677 | 4.2419 |  | 28.5057 | 155:30 | 0 | 155:30 | 0 | 0 | 0 |  | 0 | 155:30 | 97.1 | 155:30 | -31.56 | 46.25 | 11.5625 |  | 77.7 | 155:30 | 97.12 | 155:30 | -31.55 | 46.2449 | 11.5612 |  | 77.6914 | 155:30 | 97.1 | 155:30 | -31.56 | 46.25 | 11.5625 |  | 77.7
6.72 | 1.68 | 155:45 | 0 | 155:45 | 0 | 0 | 0 |  | 0 | 155:45 | 0 | 155:45 | 0 | 0 | 0 |  | 0 | 155:45 | 47.48 | 155:45 | -92.51 | 66.2911 | 16.5728 |  | 111.369 | 155:45 | 47.45 | 155:45 | -87.16 | 62.4179 | 15.6045 |  | 104.8621 | 155:45 | 37.99 | 155:45 | -56.77 | 32.5495 | 8.1374 |  | 54.6831 | 155:45 | 0 | 155:45 | 0 | 0 | 0 |  | 0 | 155:45 | 33.55 | 155:45 | 33.55 | 16.9879 | 4.247 |  | 28.5397 | 155:45 | 0 | 155:45 | 0 | 0 | 0 |  | 0 | 155:45 | 97.1 | 155:45 | -31.56 | 46.25 | 11.5625 |  | 77.7 | 155:45 | 97.12 | 155:45 | -31.55 | 46.2449 | 11.5612 |  | 77.6914 | 155:45 | 97.1 | 155:45 | -31.56 | 46.25 | 11.5625 |  | 77.7
6.72 | 1.68 | 156:00 | 40.05 | 156:00 | -52.78 | 31.9027 | 7.9757 | 31.7986 | 53.5966 | 156:00 | 0 | 156:00 | 0 | 0 | 0 | 0 | 0 | 156:00 | 46.82 | 156:00 | -92.47 | 65.3413 | 16.3353 | 32.6447 | 109.7734 | 156:00 | 46.79 | 156:00 | -88.34 | 62.383 | 15.5957 | 61.1576 | 104.8034 | 156:00 | 38.17 | 156:00 | -56.42 | 32.5021 | 8.1255 | 32.5063 | 54.6035 | 156:00 | 0 | 156:00 | 0 | 0 | 0 | 0 | 0 | 156:00 | 33.4 | 156:00 | 33.4 | 16.8364 | 4.2091 | 16.8515 | 28.2851 | 156:00 | 0 | 156:00 | 0 | 0 | 0 | 0 | 0 | 156:00 | 97.73 | 156:00 | -31.23 | 46.0634 | 11.5158 | 46.0793 | 77.3864 | 156:00 | 97.75 | 156:00 | -31.22 | 46.058 | 11.5145 | 46.0728 | 77.3775 | 156:00 | 97.73 | 156:00 | -31.23 | 46.0634 | 11.5158 | 46.0793 | 77.3864
6.72 | 1.68 | 156:15 | 40.01 | 156:15 | -52.84 | 31.9071 | 7.9768 |  | 53.6039 | 156:15 | 0 | 156:15 | 0 | 0 | 0 |  | 0 | 156:15 | 46.7 | 156:15 | -92.56 | 65.2373 | 16.3093 |  | 109.5986 | 156:15 | 46.68 | 156:15 | -88.54 | 62.3772 | 15.5943 |  | 104.7937 | 156:15 | 38.17 | 156:15 | -56.43 | 32.5078 | 8.127 |  | 54.6131 | 156:15 | 0 | 156:15 | 0 | 0 | 0 |  | 0 | 156:15 | 33.41 | 156:15 | 33.41 | 16.8465 | 4.2116 |  | 28.302 | 156:15 | 0 | 156:15 | 0 | 0 | 0 |  | 0 | 156:15 | 97.74 | 156:15 | -31.22 | 46.0533 | 11.5133 |  | 77.3696 | 156:15 | 97.76 | 156:15 | -31.21 | 46.048 | 11.512 |  | 77.3606 | 156:15 | 97.74 | 156:15 | -31.22 | 46.0533 | 11.5133 |  | 77.3696
6.72 | 1.68 | 156:30 | 40.52 | 156:30 | -51.82 | 31.69 | 7.9225 |  | 53.2392 | 156:30 | 0 | 156:30 | 0 | 0 | 0 |  | 0 | 156:30 | 0 | 156:30 | -92.66 | 0 | 0 |  | 0 | 156:30 | 54.61 | 156:30 | -72.73 | 59.9434 | 14.9859 |  | 100.7049 | 156:30 | 38.18 | 156:30 | -56.41 | 32.5048 | 8.1262 |  | 54.6081 | 156:30 | 0 | 156:30 | 0 | 0 | 0 |  | 0 | 156:30 | 33.42 | 156:30 | 33.42 | 16.8565 | 4.2141 |  | 28.319 | 156:30 | 0 | 156:30 | 0 | 0 | 0 |  | 0 | 156:30 | 97.61 | 156:30 | -31.29 | 46.0952 | 11.5238 |  | 77.4399 | 156:30 | 97.62 | 156:30 | -31.28 | 46.0852 | 11.5213 |  | 77.4231 | 156:30 | 97.61 | 156:30 | -31.29 | 46.0952 | 11.5238 |  | 77.4399
6.72 | 1.68 | 156:45 | 40.51 | 156:45 | -51.84 | 31.6944 | 7.9236 |  | 53.2466 | 156:45 | 0 | 156:45 | 0 | 0 | 0 |  | 0 | 156:45 | 0 | 156:45 | -92.76 | 0 | 0 |  | 0 | 156:45 | 54.64 | 156:45 | -72.67 | 59.9269 | 14.9817 |  | 100.6771 | 156:45 | 38.18 | 156:45 | -56.42 | 32.5106 | 8.1276 |  | 54.6178 | 156:45 | 0 | 156:45 | 0 | 0 | 0 |  | 0 | 156:45 | 33.43 | 156:45 | 33.43 | 16.8666 | 4.2167 |  | 28.3359 | 156:45 | 0 | 156:45 | 0 | 0 | 0 |  | 0 | 156:45 | 97.6 | 156:45 | -31.3 | 46.1052 | 11.5263 |  | 77.4567 | 156:45 | 97.62 | 156:45 | -31.29 | 46.0999 | 11.525 |  | 77.4478 | 156:45 | 97.6 | 156:45 | -31.3 | 46.1052 | 11.5263 |  | 77.4567
6.72 | 1.68 | 157:00 | 40.5 | 157:00 | -51.87 | 31.7049 | 7.9262 | 31.71 | 53.2643 | 157:00 | 0 | 157:00 | 0 | 0 | 0 | 0 | 0 | 157:00 | 0 | 157:00 | -92.52 | 0 | 0 | 0 | 0 | 157:00 | 54.75 | 157:00 | -72.41 | 59.8327 | 14.9582 | 59.7816 | 100.5189 | 157:00 | 38.01 | 157:00 | -56.73 | 32.5437 | 8.1359 | 32.5451 | 54.6733 | 157:00 | 0 | 157:00 | 0 | 0 | 0 | 0 | 0 | 157:00 | 33.44 | 157:00 | 33.44 | 16.8767 | 4.2192 | 16.8919 | 28.3529 | 157:00 | 0 | 157:00 | 0 | 0 | 0 | 0 | 0 | 157:00 | 97.44 | 157:00 | -31.39 | 46.162 | 11.5405 | 46.1622 | 77.5521 | 157:00 | 97.45 | 157:00 | -31.38 | 46.152 | 11.538 | 46.1521 | 77.5353 | 157:00 | 97.44 | 157:00 | -31.39 | 46.162 | 11.5405 | 46.1585 | 77.5521
6.72 | 1.68 | 157:15 | 40.49 | 157:15 | -51.89 | 31.7093 | 7.9273 |  | 53.2717 | 157:15 | 0 | 157:15 | 0 | 0 | 0 |  | 0 | 157:15 | 0 | 157:15 | -92.6 | 0 | 0 |  | 0 | 157:15 | 54.79 | 157:15 | -72.31 | 59.7937 | 14.9484 |  | 100.4534 | 157:15 | 38 | 157:15 | -56.75 | 32.5466 | 8.1366 |  | 54.6782 | 157:15 | 0 | 157:15 | 0 | 0 | 0 |  | 0 | 157:15 | 33.45 | 157:15 | 33.45 | 16.8868 | 4.2217 |  | 28.3699 | 157:15 | 0 | 157:15 | 0 | 0 | 0 |  | 0 | 157:15 | 97.43 | 157:15 | -31.39 | 46.1572 | 11.5393 |  | 77.5441 | 157:15 | 97.45 | 157:15 | -31.38 | 46.152 | 11.538 |  | 77.5353 | 157:15 | 97.43 | 157:15 | -31.39 | 46.1572 | 11.5393 |  | 77.5441
6.72 | 1.68 | 157:30 | 40.48 | 157:30 | -51.91 | 31.7137 | 7.9284 |  | 53.279 | 157:30 | 0 | 157:30 | 0 | 0 | 0 |  | 0 | 157:30 | 0 | 157:30 | -92.67 | 0 | 0 |  | 0 | 157:30 | 54.84 | 157:30 | -72.21 | 59.7655 | 14.9414 |  | 100.406 | 157:30 | 37.99 | 157:30 | -56.76 | 32.5437 | 8.1359 |  | 54.6735 | 157:30 | 0 | 157:30 | 0 | 0 | 0 |  | 0 | 157:30 | 33.46 | 157:30 | 33.46 | 16.8969 | 4.2242 |  | 28.3868 | 157:30 | 0 | 157:30 | 0 | 0 | 0 |  | 0 | 157:30 | 97.42 | 157:30 | -31.4 | 46.1672 | 11.5418 |  | 77.5609 | 157:30 | 97.44 | 157:30 | -31.38 | 46.1473 | 11.5368 |  | 77.5274 | 157:30 | 97.42 | 157:30 | -31.39 | 46.1525 | 11.5381 |  | 77.5362
6.72 | 1.68 | 157:45 | 40.47 | 157:45 | -51.92 | 31.712 | 7.928 |  | 53.2761 | 157:45 | 0 | 157:45 | 0 | 0 | 0 |  | 0 | 157:45 | 0 | 157:45 | -92.75 | 0 | 0 |  | 0 | 157:45 | 54.88 | 157:45 | -72.12 | 59.7345 | 14.9336 |  | 100.354 | 157:45 | 37.98 | 157:45 | -56.78 | 32.5466 | 8.1367 |  | 54.6783 | 157:45 | 0 | 157:45 | 0 | 0 | 0 |  | 0 | 157:45 | 33.47 | 157:45 | 33.47 | 16.907 | 4.2268 |  | 28.4038 | 157:45 | 0 | 157:45 | 0 | 0 | 0 |  | 0 | 157:45 | 97.41 | 157:45 | -31.4 | 46.1624 | 11.5406 |  | 77.5529 | 157:45 | 97.43 | 157:45 | -31.39 | 46.1572 | 11.5393 |  | 77.5441 | 157:45 | 97.41 | 157:45 | -31.4 | 46.1624 | 11.5406 |  | 77.5529
6.72 | 1.68 | 158:00 | 40.49 | 158:00 | -51.88 | 31.7032 | 7.9258 | 31.7085 | 53.2614 | 158:00 | 0 | 158:00 | 0 | 0 | 0 | 0 | 0 | 158:00 | 0 | 158:00 | -93.88 | 0 | 0 | 0 | 0 | 158:00 | 54.7 | 158:00 | -72.53 | 59.8771 | 14.9693 | 59.8702 | 100.5935 | 158:00 | 37.72 | 158:00 | -57.28 | 32.6085 | 8.1521 | 32.6124 | 54.7822 | 158:00 | 0 | 158:00 | 0 | 0 | 0 | 0 | 0 | 158:00 | 33.62 | 158:00 | 33.62 | 17.0589 | 4.2647 | 17.0792 | 28.659 | 158:00 | 0 | 158:00 | 0 | 0 | 0 | 0 | 0 | 158:00 | 96.15 | 158:00 | -32.08 | 46.5521 | 11.638 | 46.5593 | 78.2075 | 158:00 | 96.17 | 158:00 | -32.07 | 46.5473 | 11.6368 | 46.5545 | 78.1994 | 158:00 | 96.15 | 158:00 | -32.08 | 46.5521 | 11.638 | 46.5593 | 78.2075
6.72 | 1.68 | 158:15 | 40.49 | 158:15 | -51.89 | 31.7093 | 7.9273 |  | 53.2717 | 158:15 | 0 | 158:15 | 0 | 0 | 0 |  | 0 | 158:15 | 0 | 158:15 | 0 | 0 | 0 |  | 0 | 158:15 | 54.7 | 158:15 | -72.52 | 59.8688 | 14.9672 |  | 100.5796 | 158:15 | 37.7 | 158:15 | -57.32 | 32.6139 | 8.1535 |  | 54.7914 | 158:15 | 0 | 158:15 | 0 | 0 | 0 |  | 0 | 158:15 | 33.63 | 158:15 | 33.63 | 17.0691 | 4.2673 |  | 28.676 | 158:15 | 0 | 158:15 | 0 | 0 | 0 |  | 0 | 158:15 | 96.12 | 158:15 | -32.09 | 46.5521 | 11.638 |  | 78.2075 | 158:15 | 96.14 | 158:15 | -32.08 | 46.5473 | 11.6368 |  | 78.1994 | 158:15 | 96.12 | 158:15 | -32.09 | 46.5521 | 11.638 |  | 78.2075
6.72 | 1.68 | 158:30 | 40.48 | 158:30 | -51.9 | 31.7076 | 7.9269 |  | 53.2688 | 158:30 | 0 | 158:30 | 0 | 0 | 0 |  | 0 | 158:30 | 0 | 158:30 | 0 | 0 | 0 |  | 0 | 158:30 | 54.71 | 158:30 | -72.51 | 59.8715 | 14.9679 |  | 100.5842 | 158:30 | 37.68 | 158:30 | -57.35 | 32.6137 | 8.1534 |  | 54.791 | 158:30 | 0 | 158:30 | 0 | 0 | 0 |  | 0 | 158:30 | 33.65 | 158:30 | 33.65 | 17.0894 | 4.2723 |  | 28.7101 | 158:30 | 0 | 158:30 | 0 | 0 | 0 |  | 0 | 158:30 | 96.09 | 158:30 | -32.11 | 46.5666 | 11.6416 |  | 78.2318 | 158:30 | 96.11 | 158:30 | -32.1 | 46.5617 | 11.6404 |  | 78.2237 | 158:30 | 96.09 | 158:30 | -32.11 | 46.5666 | 11.6416 |  | 78.2318
6.72 | 1.68 | 158:45 | 40.48 | 158:45 | -51.91 | 31.7137 | 7.9284 |  | 53.279 | 158:45 | 0 | 158:45 | 0 | 0 | 0 |  | 0 | 158:45 | 0 | 158:45 | 0 | 0 | 0 |  | 0 | 158:45 | 54.71 | 158:45 | -72.5 | 59.8633 | 14.9658 |  | 100.5703 | 158:45 | 37.66 | 158:45 | -57.38 | 32.6134 | 8.1534 |  | 54.7906 | 158:45 | 0 | 158:45 | 0 | 0 | 0 |  | 0 | 158:45 | 33.66 | 158:45 | 33.66 | 17.0995 | 4.2749 |  | 28.7272 | 158:45 | 0 | 158:45 | 0 | 0 | 0 |  | 0 | 158:45 | 96.06 | 158:45 | -32.12 | 46.5665 | 11.6416 |  | 78.2318 | 158:45 | 96.08 | 158:45 | -32.11 | 46.5617 | 11.6404 |  | 78.2237 | 158:45 | 96.06 | 158:45 | -32.12 | 46.5665 | 11.6416 |  | 78.2318
6.72 | 1.68 | 159:00 | 40.45 | 159:00 | -51.96 | 31.7207 | 7.9302 | 31.7288 | 53.2908 | 159:00 | 0 | 159:00 | 0 | 0 | 0 | 0 | 0 | 159:00 | 0 | 159:00 | 0 | 0 | 0 | 0 | 0 | 159:00 | 54.74 | 159:00 | -72.44 | 59.8465 | 14.9616 | 59.8389 | 100.5421 | 159:00 | 37.67 | 159:00 | -57.36 | 32.6107 | 8.1527 | 32.7563 | 54.786 | 159:00 | 0 | 159:00 | 0 | 0 | 0 | 0 | 0 | 159:00 | 33.62 | 159:00 | 33.62 | 17.0589 | 4.2647 | 13.9954 | 28.659 | 159:00 | 0 | 159:00 | 0 | 0 | 0 | 17.3281 | 0 | 159:00 | 96.27 | 159:00 | -32.01 | 46.5085 | 11.6271 | 46.4485 | 78.1343 | 159:00 | 96.29 | 159:00 | -32 | 46.5036 | 11.6259 | 46.4423 | 78.1261 | 159:00 | 96.27 | 159:00 | -32.01 | 46.5085 | 11.6271 | 46.4485 | 78.1343
6.72 | 1.68 | 159:15 | 40.44 | 159:15 | -51.99 | 31.7312 | 7.9328 |  | 53.3084 | 159:15 | 0 | 159:15 | 0 | 0 | 0 |  | 0 | 159:15 | 0 | 159:15 | 0 | 0 | 0 |  | 0 | 159:15 | 54.74 | 159:15 | -72.44 | 59.8465 | 14.9616 |  | 100.5421 | 159:15 | 36.18 | 159:15 | -60.07 | 32.8006 | 8.2002 |  | 55.105 | 159:15 | 0 | 159:15 | 0 | 0 | 0 |  | 0 | 159:15 | 29.34 | 159:15 | 29.34 | 12.992 | 3.248 |  | 21.8266 | 159:15 | 29.3 | 159:15 | -52.23 | 23.0963 | 5.7741 |  | 38.8019 | 159:15 | 96.55 | 159:15 | -31.86 | 46.4252 | 11.6063 |  | 77.9943 | 159:15 | 96.57 | 159:15 | -31.85 | 46.4202 | 11.6051 |  | 77.986 | 159:15 | 96.55 | 159:15 | -31.86 | 46.4252 | 11.6063 |  | 77.9943
6.72 | 1.68 | 159:30 | 40.43 | 159:30 | -52 | 31.7295 | 7.9324 |  | 53.3055 | 159:30 | 0 | 159:30 | 0 | 0 | 0 |  | 0 | 159:30 | 0 | 159:30 | 0 | 0 | 0 |  | 0 | 159:30 | 54.74 | 159:30 | -72.42 | 59.83 | 14.9575 |  | 100.5144 | 159:30 | 36.17 | 159:30 | -60.1 | 32.8079 | 8.202 |  | 55.1173 | 159:30 | 0 | 159:30 | 0 | 0 | 0 |  | 0 | 159:30 | 29.32 | 159:30 | 29.32 | 12.9743 | 3.2436 |  | 21.7968 | 159:30 | 29.28 | 159:30 | -52.28 | 23.1027 | 5.7757 |  | 38.8125 | 159:30 | 96.55 | 159:30 | -31.86 | 46.4252 | 11.6063 |  | 77.9943 | 159:30 | 96.56 | 159:30 | -31.85 | 46.4154 | 11.6039 |  | 77.9779 | 159:30 | 96.55 | 159:30 | -31.86 | 46.4252 | 11.6063 |  | 77.9943
6.72 | 1.68 | 159:45 | 40.42 | 159:45 | -52.02 | 31.7338 | 7.9335 |  | 53.3128 | 159:45 | 0 | 159:45 | 0 | 0 | 0 |  | 0 | 159:45 | 0 | 159:45 | 0 | 0 | 0 |  | 0 | 159:45 | 54.75 | 159:45 | -72.41 | 59.8327 | 14.9582 |  | 100.5189 | 159:45 | 36.15 | 159:45 | -60.13 | 32.8061 | 8.2015 |  | 55.1143 | 159:45 | 0 | 159:45 | 0 | 0 | 0 |  | 0 | 159:45 | 29.3 | 159:45 | 29.3 | 12.9566 | 3.2391 |  | 21.7671 | 159:45 | 29.26 | 159:45 | -52.34 | 23.1134 | 5.7783 |  | 38.8305 | 159:45 | 96.54 | 159:45 | -31.87 | 46.435 | 11.6087 |  | 78.0107 | 159:45 | 96.56 | 159:45 | -31.86 | 46.43 | 11.6075 |  | 78.0024 | 159:45 | 96.54 | 159:45 | -31.87 | 46.435 | 11.6087 |  | 78.0107
6.72 | 1.68 | 160:00 | 40.63 | 160:00 | -51.59 | 31.635 | 7.9088 | 31.6378 | 53.1468 | 160:00 | 0 | 160:00 | 0 | 0 | 0 | 0 | 0 | 160:00 | 0 | 160:00 | 0 | 0 | 0 | 0 | 0 | 160:00 | 54.73 | 160:00 | -72.46 | 59.8521 | 14.963 | 59.8459 | 100.5515 | 160:00 | 36.18 | 160:00 | -60.07 | 32.8006 | 8.2002 | 32.8057 | 55.105 | 160:00 | 0 | 160:00 | 0 | 0 | 0 | 0 | 0 | 160:00 | 29.45 | 160:00 | 29.45 | 13.0896 | 3.2724 | 13.0674 | 21.9905 | 160:00 | 29.41 | 160:00 | -51.87 | 23.0233 | 5.7558 | 23.0394 | 38.6791 | 160:00 | 96.64 | 160:00 | -31.81 | 46.3955 | 11.5989 | 46.3955 | 77.9445 | 160:00 | 96.66 | 160:00 | -31.8 | 46.3906 | 11.5976 | 46.3906 | 77.9361 | 160:00 | 96.64 | 160:00 | -31.81 | 46.3955 | 11.5989 | 46.3955 | 77.9445
6.72 | 1.68 | 160:15 | 40.64 | 160:15 | -51.59 | 31.6428 | 7.9107 |  | 53.1599 | 160:15 | 0 | 160:15 | 0 | 0 | 0 |  | 0 | 160:15 | 0 | 160:15 | 0 | 0 | 0 |  | 0 | 160:15 | 54.73 | 160:15 | -72.45 | 59.8438 | 14.961 |  | 100.5377 | 160:15 | 36.17 | 160:15 | -60.1 | 32.8079 | 8.202 |  | 55.1173 | 160:15 | 0 | 160:15 | 0 | 0 | 0 |  | 0 | 160:15 | 29.43 | 160:15 | 29.43 | 13.0718 | 3.268 |  | 21.9607 | 160:15 | 29.39 | 160:15 | -51.93 | 23.0342 | 5.7586 |  | 38.6975 | 160:15 | 96.64 | 160:15 | -31.81 | 46.3955 | 11.5989 |  | 77.9445 | 160:15 | 96.66 | 160:15 | -31.8 | 46.3906 | 11.5976 |  | 77.9361 | 160:15 | 96.64 | 160:15 | -31.81 | 46.3955 | 11.5989 |  | 77.9445
6.72 | 1.68 | 160:30 | 40.64 | 160:30 | -51.58 | 31.6367 | 7.9092 |  | 53.1496 | 160:30 | 0 | 160:30 | 0 | 0 | 0 |  | 0 | 160:30 | 0 | 160:30 | 0 | 0 | 0 |  | 0 | 160:30 | 54.73 | 160:30 | -72.45 | 59.8438 | 14.961 |  | 100.5377 | 160:30 | 36.15 | 160:30 | -60.13 | 32.8061 | 8.2015 |  | 55.1143 | 160:30 | 0 | 160:30 | 0 | 0 | 0 |  | 0 | 160:30 | 29.42 | 160:30 | 29.42 | 13.0629 | 3.2657 |  | 21.9457 | 160:30 | 29.37 | 160:30 | -51.98 | 23.0407 | 5.7602 |  | 38.7084 | 160:30 | 96.64 | 160:30 | -31.81 | 46.3955 | 11.5989 |  | 77.9445 | 160:30 | 96.66 | 160:30 | -31.8 | 46.3906 | 11.5976 |  | 77.9361 | 160:30 | 96.64 | 160:30 | -31.81 | 46.3955 | 11.5989 |  | 77.9445
6.72 | 1.68 | 160:45 | 40.64 | 160:45 | -51.58 | 31.6367 | 7.9092 |  | 53.1496 | 160:45 | 0 | 160:45 | 0 | 0 | 0 |  | 0 | 160:45 | 0 | 160:45 | 0 | 0 | 0 |  | 0 | 160:45 | 54.73 | 160:45 | -72.45 | 59.8438 | 14.961 |  | 100.5377 | 160:45 | 36.14 | 160:45 | -60.15 | 32.808 | 8.202 |  | 55.1174 | 160:45 | 0 | 160:45 | 0 | 0 | 0 |  | 0 | 160:45 | 29.4 | 160:45 | 29.4 | 13.0452 | 3.2613 |  | 21.9159 | 160:45 | 29.36 | 160:45 | -52.04 | 23.0595 | 5.7649 |  | 38.7399 | 160:45 | 96.64 | 160:45 | -31.81 | 46.3955 | 11.5989 |  | 77.9445 | 160:45 | 96.66 | 160:45 | -31.8 | 46.3906 | 11.5976 |  | 77.9361 | 160:45 | 96.64 | 160:45 | -31.81 | 46.3955 | 11.5989 |  | 77.9445
6.72 | 1.68 | 161:00 | 39.99 | 161:00 | -52.88 | 31.9153 | 7.9788 | 31.9371 | 53.6177 | 161:00 | 0 | 161:00 | 0 | 0 | 0 | 0 | 0 | 161:00 | 0 | 161:00 | 0 | 0 | 0 | 0 | 0 | 161:00 | 54.54 | 161:00 | -72.89 | 59.9983 | 14.9996 | 59.99 | 100.7971 | 161:00 | 36.74 | 161:00 | -59.08 | 32.7594 | 8.1898 | 24.571 | 55.0357 | 161:00 | 0 | 161:00 | 0 | 0 | 0 | 0 | 0 | 161:00 | 32.62 | 161:00 | 32.62 | 16.0592 | 4.0148 | 16.3734 | 26.9794 | 161:00 | 0 | 161:00 | 0 | 0 | 0 | 0 | 0 | 161:00 | 0 | 161:00 | 0 | 0 | 0 | 0 | 0 | 161:00 | 123.57 | 161:00 | -16.7 | 31.1448 | 7.7862 | 31.3357 | 52.3232 | 161:00 | 0 | 161:00 | 0 | 0 | 0 | 0 | 0
6.72 | 1.68 | 161:15 | 39.94 | 161:15 | -52.99 | 31.9417 | 7.9854 |  | 53.662 | 161:15 | 0 | 161:15 | 0 | 0 | 0 |  | 0 | 161:15 | 0 | 161:15 | 0 | 0 | 0 |  | 0 | 161:15 | 54.52 | 161:15 | -72.93 | 60.0092 | 15.0023 |  | 100.8154 | 161:15 | 36.7 | 161:15 | -59.15 | 32.7625 | 8.1906 |  | 55.0409 | 161:15 | 0 | 161:15 | 0 | 0 | 0 |  | 0 | 161:15 | 32.6 | 161:15 | 32.6 | 16.0395 | 4.0099 |  | 26.9464 | 161:15 | 0 | 161:15 | 0 | 0 | 0 |  | 0 | 161:15 | 0 | 161:15 | 0 | 0 | 0 |  | 0 | 161:15 | 123.74 | 161:15 | -16.6 | 31.0009 | 7.7502 |  | 52.0815 | 161:15 | 0 | 161:15 | 0 | 0 | 0 |  | 0
6.72 | 1.68 | 161:30 | 39.89 | 161:30 | -53.1 | 31.9679 | 7.992 |  | 53.7061 | 161:30 | 0 | 161:30 | 0 | 0 | 0 |  | 0 | 161:30 | 0 | 161:30 | 0 | 0 | 0 |  | 0 | 161:30 | 54.51 | 161:30 | -72.96 | 60.0229 | 15.0057 |  | 100.8384 | 161:30 | 36.65 | 161:30 | -59.23 | 32.7621 | 8.1905 |  | 55.0403 | 161:30 | 0 | 161:30 | 0 | 0 | 0 |  | 0 | 161:30 | 32.58 | 161:30 | 32.58 | 16.0198 | 4.005 |  | 26.9133 | 161:30 | 0 | 161:30 | 0 | 0 | 0 |  | 0 | 161:30 | 0 | 161:30 | 0 | 0 | 0 |  | 0 | 161:30 | 123.9 | 161:30 | -16.5 | 30.854 | 7.7135 |  | 51.8347 | 161:30 | 0 | 161:30 | 0 | 0 | 0 |  | 0
6.72 | 1.68 | 161:45 | 39.97 | 161:45 | -52.92 | 31.9234 | 7.9809 |  | 53.6314 | 161:45 | 0 | 161:45 | 0 | 0 | 0 |  | 0 | 161:45 | 0 | 161:45 | 0 | 0 | 0 |  | 0 | 161:45 | 54.62 | 161:45 | -72.7 | 59.9297 | 14.9824 |  | 100.6818 | 161:45 | 0 | 161:45 | 0 | 0 | 0 |  | 0 | 161:45 | 0 | 161:45 | 0 | 0 | 0 |  | 0 | 161:45 | 33.93 | 161:45 | 33.93 | 17.3749 | 4.3437 |  | 29.1899 | 161:45 | 0 | 161:45 | 0 | 0 | 0 |  | 0 | 161:45 | 0 | 161:45 | 0 | 0 | 0 |  | 0 | 161:45 | 122.11 | 161:45 | -17.55 | 32.3433 | 8.0858 |  | 54.3367 | 161:45 | 0 | 161:45 | 0 | 0 | 0 |  | 0
10.94 | 2.735 | 162:00 | 39.85 | 162:00 | -53.16 | 31.9719 | 7.993 | 31.9706 | 87.4432 | 162:00 | 0 | 162:00 | 0 | 0 | 0 | 0 | 0 | 162:00 | 0 | 162:00 | 0 | 0 | 0 | 0 | 0 | 162:00 | 54.47 | 162:00 | -73.03 | 60.0364 | 15.0091 | 60.0108 | 164.1994 | 162:00 | 0 | 162:00 | 0 | 0 | 0 | 0 | 0 | 162:00 | 36.83 | 162:00 | -58.91 | 32.7451 | 8.1863 | 32.7127 | 89.5579 | 162:00 | 32.59 | 162:00 | 32.59 | 16.0297 | 4.0074 | 16.1965 | 43.8411 | 162:00 | 0 | 162:00 | 0 | 0 | 0 | 0 | 0 | 162:00 | 0 | 162:00 | 0 | 0 | 0 | 11.5764 | 0 | 162:00 | 123.48 | 162:00 | -16.75 | 31.2153 | 7.8038 | 34.8837 | 85.3738 | 162:00 | 0 | 162:00 | 0 | 0 | 0 | 11.5764 | 0
10.94 | 2.735 | 162:15 | 39.8 | 162:15 | -53.26 | 31.9919 | 7.998 |  | 87.4978 | 162:15 | 0 | 162:15 | 0 | 0 | 0 |  | 0 | 162:15 | 0 | 162:15 | -92.8 | 0 | 0 |  | 0 | 162:15 | 54.45 | 162:15 | -73.08 | 60.0554 | 15.0139 |  | 164.2515 | 162:15 | 0 | 162:15 | 0 | 0 | 0 |  | 0 | 162:15 | 36.79 | 162:15 | -58.99 | 32.754 | 8.1885 |  | 89.5821 | 162:15 | 32.57 | 162:15 | 32.57 | 16.01 | 4.0025 |  | 43.7873 | 162:15 | 0 | 162:15 | 0 | 0 | 0 |  | 0 | 162:15 | 0 | 162:15 | 0 | 0 | 0 |  | 0 | 162:15 | 123.63 | 162:15 | -16.66 | 31.0853 | 7.7713 |  | 85.0182 | 162:15 | 0 | 162:15 | 0 | 0 | 0 |  | 0
10.94 | 2.735 | 162:30 | 39.75 | 162:30 | -53.36 | 32.0117 | 8.0029 |  | 87.552 | 162:30 | 0 | 162:30 | 0 | 0 | 0 |  | 0 | 162:30 | 0 | 162:30 | -92.93 | 0 | 0 |  | 0 | 162:30 | 54.43 | 162:30 | -73.13 | 60.0744 | 15.0186 |  | 164.3035 | 162:30 | 0 | 162:30 | 0 | 0 | 0 |  | 0 | 162:30 | 36.75 | 162:30 | -59.06 | 32.7572 | 8.1893 |  | 89.5909 | 162:30 | 32.55 | 162:30 | 32.55 | 15.9903 | 3.9976 |  | 43.7336 | 162:30 | 0 | 162:30 | 0 | 0 | 0 |  | 0 | 162:30 | 0 | 162:30 | 0 | 0 | 0 |  | 0 | 162:30 | 123.79 | 162:30 | -16.56 | 30.9387 | 7.7347 |  | 84.6172 | 162:30 | 0 | 162:30 | 0 | 0 | 0 |  | 0
10.94 | 2.735 | 162:45 | 40.01 | 162:45 | -52.84 | 31.9071 | 7.9768 |  | 87.2659 | 162:45 | 0 | 162:45 | 0 | 0 | 0 |  | 0 | 162:45 | 0 | 162:45 | -93.05 | 0 | 0 |  | 0 | 162:45 | 54.7 | 162:45 | -72.53 | 59.8771 | 14.9693 |  | 163.7638 | 162:45 | 0 | 162:45 | 0 | 0 | 0 |  | 0 | 162:45 | 37.77 | 162:45 | -57.18 | 32.5947 | 8.1487 |  | 89.1465 | 162:45 | 33.32 | 162:45 | 33.32 | 16.7558 | 4.189 |  | 45.8272 | 162:45 | 0 | 162:45 | 0 | 0 | 0 |  | 0 | 162:45 | 96.94 | 162:45 | -31.65 | 46.3055 | 11.5764 |  | 126.6455 | 162:45 | 96.95 | 162:45 | -31.64 | 46.2956 | 11.5739 |  | 126.6185 | 162:45 | 96.94 | 162:45 | -31.65 | 46.3055 | 11.5764 |  | 126.6455
10.94 | 2.735 | 163:00 | 40.19 | 163:00 | -52.49 | 31.8383 | 7.9596 | 31.8389 | 87.0778 | 163:00 | 0 | 163:00 | 0 | 0 | 0 | 0 | 0 | 163:00 | 0 | 163:00 | -92.63 | 0 | 0 | 0 | 0 | 163:00 | 54.82 | 163:00 | -72.25 | 59.7768 | 14.9442 | 59.7409 | 163.4895 | 163:00 | 0 | 163:00 | 0 | 0 | 0 | 0 | 0 | 163:00 | 37.51 | 163:00 | -57.67 | 32.6477 | 8.1619 | 32.646 | 89.2915 | 163:00 | 33.28 | 163:00 | 33.28 | 16.7156 | 4.1789 | 16.7382 | 45.7172 | 163:00 | 0 | 163:00 | 0 | 0 | 0 | 0 | 0 | 163:00 | 98.5 | 163:00 | -30.81 | 45.8019 | 11.4505 | 45.8084 | 125.2682 | 163:00 | 98.52 | 163:00 | -30.8 | 45.7963 | 11.4491 | 45.7991 | 125.253 | 163:00 | 98.5 | 163:00 | -30.81 | 45.8019 | 11.4505 | 45.8084 | 125.2682
10.94 | 2.735 | 163:15 | 40.19 | 163:15 | -52.49 | 31.8383 | 7.9596 |  | 87.0778 | 163:15 | 0 | 163:15 | 0 | 0 | 0 |  | 0 | 163:15 | 0 | 163:15 | -92.73 | 0 | 0 |  | 0 | 163:15 | 54.85 | 163:15 | -72.18 | 59.7515 | 14.9379 |  | 163.4205 | 163:15 | 0 | 163:15 | 0 | 0 | 0 |  | 0 | 163:15 | 37.5 | 163:15 | -57.68 | 32.6447 | 8.1612 |  | 89.2831 | 163:15 | 33.3 | 163:15 | 33.3 | 16.7357 | 4.1839 |  | 45.7722 | 163:15 | 0 | 163:15 | 0 | 0 | 0 |  | 0 | 163:15 | 98.49 | 163:15 | -30.82 | 45.8121 | 11.453 |  | 125.2962 | 163:15 | 98.51 | 163:15 | -30.8 | 45.7917 | 11.4479 |  | 125.2403 | 163:15 | 98.49 | 163:15 | -30.82 | 45.8121 | 11.453 |  | 125.2962
10.94 | 2.735 | 163:30 | 40.18 | 163:30 | -52.5 | 31.8365 | 7.9591 |  | 87.0727 | 163:30 | 0 | 163:30 | 0 | 0 | 0 |  | 0 | 163:30 | 0 | 163:30 | -92.82 | 0 | 0 |  | 0 | 163:30 | 54.88 | 163:30 | -72.11 | 59.7263 | 14.9316 |  | 163.3513 | 163:30 | 0 | 163:30 | 0 | 0 | 0 |  | 0 | 163:30 | 37.49 | 163:30 | -57.7 | 32.6473 | 8.1618 |  | 89.2903 | 163:30 | 33.31 | 163:30 | 33.31 | 16.7458 | 4.1864 |  | 45.7997 | 163:30 | 0 | 163:30 | 0 | 0 | 0 |  | 0 | 163:30 | 98.49 | 163:30 | -30.82 | 45.8121 | 11.453 |  | 125.2962 | 163:30 | 98.51 | 163:30 | -30.81 | 45.8066 | 11.4516 |  | 125.2809 | 163:30 | 98.49 | 163:30 | -30.82 | 45.8121 | 11.453 |  | 125.2962
10.94 | 2.735 | 163:45 | 40.18 | 163:45 | -52.51 | 31.8425 | 7.9606 |  | 87.0893 | 163:45 | 0 | 163:45 | 0 | 0 | 0 |  | 0 | 163:45 | 0 | 163:45 | -92.91 | 0 | 0 |  | 0 | 163:45 | 54.91 | 163:45 | -72.05 | 59.7092 | 14.9273 |  | 163.3046 | 163:45 | 0 | 163:45 | 0 | 0 | 0 |  | 0 | 163:45 | 37.48 | 163:45 | -57.71 | 32.6442 | 8.1611 |  | 89.2819 | 163:45 | 33.32 | 163:45 | 33.32 | 16.7558 | 4.189 |  | 45.8272 | 163:45 | 0 | 163:45 | 0 | 0 | 0 |  | 0 | 163:45 | 98.48 | 163:45 | -30.82 | 45.8075 | 11.4519 |  | 125.2834 | 163:45 | 98.5 | 163:45 | -30.81 | 45.8019 | 11.4505 |  | 125.2682 | 163:45 | 98.48 | 163:45 | -30.82 | 45.8075 | 11.4519 |  | 125.2834
10.94 | 2.735 | 164:00 | 40.2 | 164:00 | -52.47 | 31.8341 | 7.9585 | 31.8367 | 87.0663 | 164:00 | 0 | 164:00 | 0 | 0 | 0 | 0 | 0 | 164:00 | 0 | 164:00 | -92.41 | 0 | 0 | 0 | 0 | 164:00 | 55.1 | 164:00 | -71.61 | 59.5499 | 14.8875 | 59.4564 | 162.8689 | 164:00 | 0 | 164:00 | 0 | 0 | 0 | 0 | 0 | 164:00 | 37.78 | 164:00 | -57.15 | 32.5862 | 8.1466 | 32.5906 | 89.1233 | 164:00 | 33.49 | 164:00 | 33.49 | 16.9272 | 4.2318 | 16.95 | 46.296 | 164:00 | 0 | 164:00 | 0 | 0 | 0 | 0 | 0 | 164:00 | 98.13 | 164:00 | -31.01 | 45.9261 | 11.4815 | 45.9338 | 125.6078 | 164:00 | 98.15 | 164:00 | -31 | 45.9206 | 11.4802 | 45.9284 | 125.5929 | 164:00 | 98.13 | 164:00 | -31.01 | 45.9261 | 11.4815 | 45.9338 | 125.6078
10.94 | 2.735 | 164:15 | 40.2 | 164:15 | -52.48 | 31.8402 | 7.96 |  | 87.0829 | 164:15 | 0 | 164:15 | 0 | 0 | 0 |  | 0 | 164:15 | 0 | 164:15 | -92.46 | 0 | 0 |  | 0 | 164:15 | 55.2 | 164:15 | -71.39 | 59.4747 | 14.8687 |  | 162.6632 | 164:15 | 0 | 164:15 | 0 | 0 | 0 |  | 0 | 164:15 | 37.79 | 164:15 | -57.15 | 32.5948 | 8.1487 |  | 89.1469 | 164:15 | 33.5 | 164:15 | 33.5 | 16.9373 | 4.2343 |  | 46.3236 | 164:15 | 0 | 164:15 | 0 | 0 | 0 |  | 0 | 164:15 | 98.12 | 164:15 | -31.02 | 45.9362 | 11.484 |  | 125.6355 | 164:15 | 98.14 | 164:15 | -31.01 | 45.9307 | 11.4827 |  | 125.6206 | 164:15 | 98.12 | 164:15 | -31.02 | 45.9362 | 11.484 |  | 125.6355
10.94 | 2.735 | 164:30 | 40.2 | 164:30 | -52.48 | 31.8402 | 7.96 |  | 87.0829 | 164:30 | 0 | 164:30 | 0 | 0 | 0 |  | 0 | 164:30 | 0 | 164:30 | -92.51 | 0 | 0 |  | 0 | 164:30 | 55.26 | 164:30 | -71.25 | 59.4226 | 14.8556 |  | 162.5207 | 164:30 | 0 | 164:30 | 0 | 0 | 0 |  | 0 | 164:30 | 37.79 | 164:30 | -57.14 | 32.5891 | 8.1473 |  | 89.1313 | 164:30 | 33.52 | 164:30 | 33.52 | 16.9576 | 4.2394 |  | 46.379 | 164:30 | 0 | 164:30 | 0 | 0 | 0 |  | 0 | 164:30 | 98.11 | 164:30 | -31.02 | 45.9315 | 11.4829 |  | 125.6227 | 164:30 | 98.13 | 164:30 | -31.01 | 45.9261 | 11.4815 |  | 125.6078 | 164:30 | 98.11 | 164:30 | -31.02 | 45.9315 | 11.4829 |  | 125.6227
10.94 | 2.735 | 164:45 | 40.19 | 164:45 | -52.48 | 31.8323 | 7.9581 |  | 87.0612 | 164:45 | 0 | 164:45 | 0 | 0 | 0 |  | 0 | 164:45 | 0 | 164:45 | -92.56 | 0 | 0 |  | 0 | 164:45 | 55.32 | 164:45 | -71.12 | 59.3785 | 14.8446 |  | 162.4003 | 164:45 | 0 | 164:45 | 0 | 0 | 0 |  | 0 | 164:45 | 37.8 | 164:45 | -57.13 | 32.592 | 8.148 |  | 89.1393 | 164:45 | 33.54 | 164:45 | 33.54 | 16.9778 | 4.2445 |  | 46.4343 | 164:45 | 0 | 164:45 | 0 | 0 | 0 |  | 0 | 164:45 | 98.1 | 164:45 | -31.03 | 45.9416 | 11.4854 |  | 125.6504 | 164:45 | 98.12 | 164:45 | -31.02 | 45.9362 | 11.484 |  | 125.6355 | 164:45 | 98.1 | 164:45 | -31.03 | 45.9416 | 11.4854 |  | 125.6504
10.94 | 2.735 | 165:00 | 40 | 165:00 | -52.87 | 31.9172 | 7.9793 | 31.8557 | 87.2936 | 165:00 | 0 | 165:00 | 0 | 0 | 0 | 0 | 0 | 165:00 | 47.91 | 165:00 | 0 | 0 | 0 | 0 | 0 | 165:00 | 47.88 | 165:00 | -86.38 | 62.4199 | 15.605 | 61.6585 | 170.7184 | 165:00 | 0 | 165:00 | 0 | 0 | 0 | 0 | 0 | 165:00 | 36.44 | 165:00 | -59.61 | 32.7833 | 8.1958 | 32.7823 | 89.6624 | 165:00 | 29.46 | 165:00 | 29.46 | 13.0985 | 3.2746 | 13.0718 | 35.8244 | 165:00 | 29.42 | 165:00 | -51.85 | 23.0222 | 5.7556 | 23.0356 | 62.9658 | 165:00 | 98.98 | 165:00 | -30.55 | 45.6367 | 11.4092 | 45.6364 | 124.8164 | 165:00 | 99 | 165:00 | -30.54 | 45.631 | 11.4077 | 45.6307 | 124.8008 | 165:00 | 98.98 | 165:00 | -30.55 | 45.6367 | 11.4092 | 45.6364 | 124.8164
10.94 | 2.735 | 165:15 | 39.99 | 165:15 | -52.89 | 31.9213 | 7.9803 |  | 87.3048 | 165:15 | 0 | 165:15 | 0 | 0 | 0 |  | 0 | 165:15 | 47.83 | 165:15 | 0 | 0 | 0 |  | 0 | 165:15 | 47.81 | 165:15 | -86.52 | 62.4297 | 15.6074 |  | 170.7451 | 165:15 | 0 | 165:15 | 0 | 0 | 0 |  | 0 | 165:15 | 36.46 | 165:15 | -59.58 | 32.7848 | 8.1962 |  | 89.6665 | 165:15 | 29.44 | 165:15 | 29.44 | 13.0807 | 3.2702 |  | 35.7757 | 165:15 | 29.39 | 165:15 | -51.92 | 23.0298 | 5.7574 |  | 62.9865 | 165:15 | 99.02 | 165:15 | -30.53 | 45.6253 | 11.4063 |  | 124.7851 | 165:15 | 99.04 | 165:15 | -30.52 | 45.6195 | 11.4049 |  | 124.7694 | 165:15 | 99.02 | 165:15 | -30.53 | 45.6253 | 11.4063 |  | 124.7851
10.94 | 2.735 | 165:30 | 39.98 | 165:30 | -52.91 | 31.9254 | 7.9813 |  | 87.3159 | 165:30 | 0 | 165:30 | 0 | 0 | 0 |  | 0 | 165:30 | 47.76 | 165:30 | 0 | 0 | 0 |  | 0 | 165:30 | 47.73 | 165:30 | -86.66 | 62.426 | 15.6065 |  | 170.7352 | 165:30 | 0 | 165:30 | 0 | 0 | 0 |  | 0 | 165:30 | 36.48 | 165:30 | -59.55 | 32.7863 | 8.1966 |  | 89.6705 | 165:30 | 29.41 | 165:30 | 29.41 | 13.0541 | 3.2635 |  | 35.7029 | 165:30 | 29.37 | 165:30 | -51.98 | 23.0407 | 5.7602 |  | 63.0163 | 165:30 | 99.07 | 165:30 | -30.51 | 45.6184 | 11.4046 |  | 124.7663 | 165:30 | 99.09 | 165:30 | -30.5 | 45.6127 | 11.4032 |  | 124.7506 | 165:30 | 99.07 | 165:30 | -30.51 | 45.6184 | 11.4046 |  | 124.7663
10.94 | 2.735 | 165:45 | 40.59 | 165:45 | -51.68 | 31.659 | 7.9148 |  | 86.5874 | 165:45 | 0 | 165:45 | 0 | 0 | 0 |  | 0 | 165:45 | 0 | 165:45 | 0 | 0 | 0 |  | 0 | 165:45 | 55.34 | 165:45 | -71.07 | 59.3583 | 14.8396 |  | 162.3448 | 165:45 | 0 | 165:45 | 0 | 0 | 0 |  | 0 | 165:45 | 36.51 | 165:45 | -59.48 | 32.7747 | 8.1937 |  | 89.6387 | 165:45 | 29.41 | 165:45 | 29.41 | 13.0541 | 3.2635 |  | 35.7029 | 165:45 | 29.37 | 165:45 | -52 | 23.0496 | 5.7624 |  | 63.0406 | 165:45 | 98.88 | 165:45 | -30.6 | 45.6652 | 11.4163 |  | 124.8944 | 165:45 | 98.9 | 165:45 | -30.59 | 45.6595 | 11.4149 |  | 124.8788 | 165:45 | 98.88 | 165:45 | -30.6 | 45.6652 | 11.4163 |  | 124.8944
6.72 | 1.68 | 166:00 | 40.41 | 166:00 | -52.05 | 31.7443 | 7.9361 | 31.8893 | 53.3304 | 166:00 | 0 | 166:00 | 0 | 0 | 0 | 0 | 0 | 166:00 | 0 | 166:00 | 0 | 0 | 0 | 32.978 | 0 | 166:00 | 55.69 | 166:00 | -70.25 | 59.0445 | 14.7611 | 60.7106 | 99.1947 | 166:00 | 0 | 166:00 | 0 | 0 | 0 | 0 | 0 | 166:00 | 36.18 | 166:00 | -60.07 | 32.8006 | 8.2002 | 32.8043 | 55.105 | 166:00 | 29.82 | 166:00 | 29.82 | 13.4206 | 3.3551 | 13.3913 | 22.5466 | 166:00 | 29.78 | 166:00 | -50.7 | 22.7871 | 5.6968 | 22.8096 | 38.2823 | 166:00 | 99.92 | 166:00 | -30.04 | 45.301 | 11.3253 | 45.2244 | 76.1057 | 166:00 | 99.94 | 166:00 | -30.03 | 45.295 | 11.3238 | 45.2183 | 76.0956 | 166:00 | 99.92 | 166:00 | -30.04 | 45.301 | 11.3253 | 45.2244 | 76.1057
6.72 | 1.68 | 166:15 | 40.41 | 166:15 | -52.04 | 31.7382 | 7.9345 |  | 53.3201 | 166:15 | 0 | 166:15 | 0 | 0 | 0 |  | 0 | 166:15 | 0 | 166:15 | 0 | 0 | 0 |  | 0 | 166:15 | 55.8 | 166:15 | -70.01 | 58.959 | 14.7397 |  | 99.0511 | 166:15 | 0 | 166:15 | 0 | 0 | 0 |  | 0 | 166:15 | 36.19 | 166:15 | -60.06 | 32.8042 | 8.2011 |  | 55.1111 | 166:15 | 29.81 | 166:15 | 29.81 | 13.4116 | 3.3529 |  | 22.5314 | 166:15 | 29.76 | 166:15 | -50.75 | 22.7942 | 5.6986 |  | 38.2943 | 166:15 | 99.96 | 166:15 | -30.02 | 45.289 | 11.3222 |  | 76.0855 | 166:15 | 99.98 | 166:15 | -30.01 | 45.283 | 11.3207 |  | 76.0754 | 166:15 | 99.96 | 166:15 | -30.02 | 45.289 | 11.3222 |  | 76.0855
6.72 | 1.68 | 166:30 | 39.71 | 166:30 | -53.45 | 32.0334 | 8.0084 |  | 53.8161 | 166:30 | 0 | 166:30 | 0 | 0 | 0 |  | 0 | 166:30 | 48.25 | 166:30 | -90.64 | 66.0044 | 16.5011 |  | 110.8874 | 166:30 | 48.22 | 166:30 | -85.77 | 62.4192 | 15.6048 |  | 104.8643 | 166:30 | 0 | 166:30 | 0 | 0 | 0 |  | 0 | 166:30 | 36.16 | 166:30 | -60.11 | 32.8043 | 8.2011 |  | 55.1112 | 166:30 | 29.77 | 166:30 | 29.77 | 13.3756 | 3.3439 |  | 22.471 | 166:30 | 29.73 | 166:30 | -50.87 | 22.8251 | 5.7063 |  | 38.3461 | 166:30 | 100.3 | 166:30 | -29.84 | 45.1706 | 11.2926 |  | 75.8865 | 166:30 | 100.32 | 166:30 | -29.83 | 45.1644 | 11.2911 |  | 75.8762 | 166:30 | 100.3 | 166:30 | -29.84 | 45.1706 | 11.2926 |  | 75.8865
6.72 | 1.68 | 166:45 | 39.69 | 166:45 | -53.49 | 32.0412 | 8.0103 |  | 53.8293 | 166:45 | 0 | 166:45 | 0 | 0 | 0 |  | 0 | 166:45 | 48.19 | 166:45 | -90.62 | 65.9078 | 16.4769 |  | 110.7251 | 166:45 | 48.17 | 166:45 | -85.86 | 62.4199 | 15.605 |  | 104.8655 | 166:45 | 0 | 166:45 | 0 | 0 | 0 |  | 0 | 166:45 | 36.17 | 166:45 | -60.1 | 32.8079 | 8.202 |  | 55.1173 | 166:45 | 29.75 | 166:45 | 29.75 | 13.3576 | 3.3394 |  | 22.4408 | 166:45 | 29.71 | 166:45 | -50.92 | 22.8321 | 5.708 |  | 38.358 | 166:45 | 100.36 | 166:45 | -29.8 | 45.137 | 11.2842 |  | 75.8301 | 166:45 | 100.38 | 166:45 | -29.79 | 45.1308 | 11.2827 |  | 75.8198 | 166:45 | 100.36 | 166:45 | -29.8 | 45.137 | 11.2842 |  | 75.8301
6.72 | 1.68 | 167:00 | 39.53 | 167:00 | -53.81 | 32.103 | 8.0257 | 32.1131 | 53.933 | 167:00 | 0 | 167:00 | 0 | 0 | 0 | 0 | 0 | 167:00 | 47.48 | 167:00 | -91.4 | 65.4957 | 16.3739 | 65.356 | 110.0327 | 167:00 | 47.45 | 167:00 | -87.17 | 62.4251 | 15.6063 | 62.4186 | 104.8741 | 167:00 | 0 | 167:00 | 0 | 0 | 0 | 0 | 0 | 167:00 | 36.15 | 167:00 | -60.12 | 32.8007 | 8.2002 | 32.8075 | 55.1052 | 167:00 | 29.37 | 167:00 | 29.37 | 13.0186 | 3.2546 | 12.9854 | 21.8712 | 167:00 | 29.33 | 167:00 | -52.12 | 23.0713 | 5.7678 | 23.0904 | 38.7598 | 167:00 | 99.99 | 167:00 | -30 | 45.2724 | 11.3181 | 45.2531 | 76.0576 | 167:00 | 100.01 | 167:00 | -29.99 | 45.2664 | 11.3166 | 45.2432 | 76.0475 | 167:00 | 99.99 | 167:00 | -30 | 45.2724 | 11.3181 | 45.2531 | 76.0576
6.72 | 1.68 | 167:15 | 39.5 | 167:15 | -53.86 | 32.1084 | 8.0271 |  | 53.9422 | 167:15 | 0 | 167:15 | 0 | 0 | 0 |  | 0 | 167:15 | 47.38 | 167:15 | -91.45 | 65.3935 | 16.3484 |  | 109.861 | 167:15 | 47.36 | 167:15 | -87.33 | 62.421 | 15.6053 |  | 104.8673 | 167:15 | 0 | 167:15 | 0 | 0 | 0 |  | 0 | 167:15 | 36.16 | 167:15 | -60.12 | 32.8098 | 8.2024 |  | 55.1204 | 167:15 | 29.34 | 167:15 | 29.34 | 12.992 | 3.248 |  | 21.8266 | 167:15 | 29.3 | 167:15 | -52.2 | 23.0831 | 5.7708 |  | 38.7796 | 167:15 | 100.05 | 167:15 | -29.98 | 45.2694 | 11.3173 |  | 76.0525 | 167:15 | 100.07 | 167:15 | -29.96 | 45.2482 | 11.3121 |  | 76.017 | 167:15 | 100.05 | 167:15 | -29.98 | 45.2694 | 11.3173 |  | 76.0525
6.72 | 1.68 | 167:30 | 39.47 | 167:30 | -53.91 | 32.1138 | 8.0285 |  | 53.9512 | 167:30 | 0 | 167:30 | 0 | 0 | 0 |  | 0 | 167:30 | 47.29 | 167:30 | -91.5 | 65.3049 | 16.3262 |  | 109.7123 | 167:30 | 47.27 | 167:30 | -87.49 | 62.4165 | 15.6041 |  | 104.8598 | 167:30 | 0 | 167:30 | 0 | 0 | 0 |  | 0 | 167:30 | 36.16 | 167:30 | -60.12 | 32.8098 | 8.2024 |  | 55.1204 | 167:30 | 29.32 | 167:30 | 29.32 | 12.9743 | 3.2436 |  | 21.7968 | 167:30 | 29.28 | 167:30 | -52.27 | 23.0983 | 5.7746 |  | 38.8051 | 167:30 | 100.1 | 167:30 | -29.95 | 45.2467 | 11.3117 |  | 76.0144 | 167:30 | 100.12 | 167:30 | -29.94 | 45.2406 | 11.3101 |  | 76.0042 | 167:30 | 100.1 | 167:30 | -29.95 | 45.2467 | 11.3117 |  | 76.0144
6.72 | 1.68 | 167:45 | 39.45 | 167:45 | -53.96 | 32.1273 | 8.0318 |  | 53.9739 | 167:45 | 0 | 167:45 | 0 | 0 | 0 |  | 0 | 167:45 | 47.21 | 167:45 | -91.55 | 65.2301 | 16.3075 |  | 109.5866 | 167:45 | 47.18 | 167:45 | -87.65 | 62.4116 | 15.6029 |  | 104.8515 | 167:45 | 0 | 167:45 | 0 | 0 | 0 |  | 0 | 167:45 | 36.16 | 167:45 | -60.12 | 32.8098 | 8.2024 |  | 55.1204 | 167:45 | 29.3 | 167:45 | 29.3 | 12.9566 | 3.2391 |  | 21.7671 | 167:45 | 29.26 | 167:45 | -52.33 | 23.109 | 5.7772 |  | 38.8231 | 167:45 | 100.15 | 167:45 | -29.92 | 45.2239 | 11.306 |  | 75.9762 | 167:45 | 100.17 | 167:45 | -29.91 | 45.2178 | 11.3045 |  | 75.966 | 167:45 | 100.15 | 167:45 | -29.92 | 45.2239 | 11.306 |  | 75.9762
6.72 | 1.68 | 168:00 | 0 | 168:00 | 0 | 0 | 0 |  | 0 | 168:00 | 0 | 168:00 | 0 | 0 | 0 |  | 0 | 168:00 | 0 | 168:00 | 0 | 0 | 0 |  | 0 | 168:00 | 0 | 168:00 | 0 | 0 | 0 |  | 0 | 168:00 | 0 | 168:00 | 0 | 0 | 0 |  | 0 | 168:00 | 36.48 | 168:00 | -59.54 | 32.7808 | 8.1952 |  | 55.0717 | 168:00 | 0 | 168:00 | 0 | 0 | 0 |  | 0 | 168:00 | 32.43 | 168:00 | -41.75 | 20.4343 | 5.1086 |  | 34.3296 | 168:00 | 0 | 168:00 | 0 | 0 | 0 |  | 0 | 168:00 | 0 | 168:00 | 0 | 0 | 0 |  | 0 | 168:00 | 0 | 168:00 | 0 | 0 | 0 |  | 0